## 1.PnG
ITEM NO | DESCRIPTION | UNIT | QTY | RATE | AMOUNT
Note: Contractor to Hire at least 5 LOCAL personnel/labour at not less than R200/day labour rate for a 3 months Contract Period with Sub Total Task Order Amount of R1 000 000,00 before VAT and Contingencies
As per the nature and requirement on each project site: the above Note/assumption will be used to determine and adjust offered contract PnG amounts
1 | SECTION A1
1.1 | Preliminaries & General
1,1,1 | Works Insurance | Sum | 1
1,1,2 | Securities | Sum | 1
1,1,3 | Setting out of Works | Sum | 1
1,1,4 | Protection of Works | Sum | 1
1,1,5 | Management of Contract | Sum | 1
1,1,6 | Progress Meetings | Sum | 1
1,1,7 | Plant, equipment, sheds & offices | Sum | 1
1,1,8 | Main Notice Board | Sum | 1
1,1,9 | Construction and safety notices boards | Sum | 1
1,1,10 | Water provision | Sum | 1
1,1,11 | Electricity provision | Sum | 1
1,1,12 | Communications | Sum | 1
1,1,13 | Staff housing | Sum | 1
1,1,14 | Ablution facilities | Sum | 1
1.2 | HEALTH AND SAFETY
General:
1,2,1 | Preparation of Contractor's site specific Health and Safety Plan. | Item | 1
1,2,2 | Submission of the Health and Safety File. | Item | 1
1,2,3 | Provision of full time Health and Safety Officer for the entire construction period. | Month | 1
1,2,4 | Induction training of personnel activity | No | 1
1,2,5 | Provision of first aid boxes on site | No | 1
1,2,6 | SANS approved weld mesh type temporary barrier fencing 1,8m high covered with a net fixed to and including 100mm diameter gum poles set securely min 300mm deep in ground at max 3m spacing including excavation, backfilling, etc | m | 1
1,2,7 | Extra over mesh fence for pedestrian gate size 1.8 x 1,8m high. | No | 1
1,2,8 | Provision for Personal Protective Equipment and Protective Clothing:
1,2,9 | Reflective vests. | No | 1
1,2,9,1 | Hard hats. | No | 1
1,2,9,2 | Protective foot wear. | No | 1
1,2,9,3 | Ear Plugs. | No | 1
1,2,9,4 | Dust Masks. | No | 1
1,2,9,5 | Working suite - jacket and pans | No | 1
Costs of Medical Certificates and Medical Surveillance:
1,2,10 | Entry medical fitness examinations per employee | No | 1
1,2,11 | Respiritory prevention kit allocation and routine screening | No | 1
1,2,12 | Exit Examinations per employee | No | 1
Dust Suppression:
1,2,13 | Dust suppression by water spraying construction site | Cubes | 1
C16. Covid-19 Compliance Measures
1,2,14 | The Contractor is required to price for Covid 19 compliance and the pricing thereof shall be deemed to include all the mandatory requirements. | Item | 1
| Not to exceed 5% of the Task Order Sub-Total Before Contingencies and VAT |  |  | Sub-Total A1
1.3 | TIME RELATED CLAIMS
1,3,1 | Claim as per Order Sub-Total Amount before Contingencies and VAT, Max of 5% for a 3 months period project | Prov Sum | 1 | 1000000 | 1000000
| Claim for Time Related Preliminary and General | % | 1000000
Provision and Payment of CLO
1,3,2 |  | Prov Sum | 1 | 40000 | 40000
| Profit over/Mark-up | % | 40000
SUB-TOTAL CARRIED FORWARD

## Energy
| CLAUSE | DESCRIPTION | UNIT | QTY | RATE | AMOUNT
2, SECTION S : POWER GENERATION EQUIPMNET
SOLAR SYSTEM
S.1.1 |  | Supply deliver and install 550W monocrystalline or similar solar panels, | no | 1
S.1.2 |  | Pure sine wave invertor complete with: *AC/DC compatibility *Overvoltage and undervoltage protection *Overload protection and overcurrent protection *Overtemperature protection *No-load protection. *Operating history memory *Detachable control panel *Enclosure class IP66 *Automatic generator start, Display and digital function
S.1.3 |  | 3kVA | sum | 1
S.1.4 |  | 5kVA | sum | 1
S.1.5 |  | 8kVA | sum | 1
S.1.6 |  | 10kVA | sum | 1
S.1.7 |  | 16kVA | sum | 1
S.1.8 |  | 25kVA | sum | 1
S.1.9 |  | 50kVA | sum | 1
S.1.10 |  | Supply and install arrray to array cable for solar panels | m | 1
S.1.11 |  | Supply and install DC Cicuit breakers and surge protector | sum | 1
S.1.12 |  | Supply and install Combined Junction Box for solar panels | sum | 1
S.1.13 |  | FUEL GENERATORS
S.1.14 |  | Diesel generator complete with: *Electric start *Automatic voltage regulator and Dashboard dispaly *Automatic transfer switch
S.1.15 |  | 5kVA | sum | 1
S.1.16 |  | 8kVA | sum | 1
S.1.17 |  | 15kVA | sum | 1
S.1.18 |  | 25kVA | sum | 1
S.1.19 |  | 50kVA | sum | 1
S.1.20 |  | 65kVA | sum | 1
S.1.21 |  | 100kVA | sum | 1
S.1.22 |  | Provisional Sums
S.1.23 |  | Allow a sum for power generation and storage equipmnet by instruction | Prov Sum | 1 | 500000 | 500000
S.1.24 |  | Profit over | %
S.1.25 |  | Service of Generators
S.1.26 |  | Minor service: includes consumables replacement and filters replacement: Oil, Coolant, air filter, fuel filter,
S.1.27 |  | 5kVA | sum | 1
S.1.28 |  | 8kVA | sum | 1
S.1.29 |  | 15kVA | sum | 1
S.1.30 |  | 25kVA | sum | 1
S.1.31 |  | 50kVA | sum | 1
S.1.32 |  | 65kVA | sum | 1
S.1.33 |  | 100kVA | sum | 1
S.1.34 |  | 100kVA | sum | 1
S.1.35 |  | 150kVA | sum | 1
S.1.36 |  | 200kVA | sum | 1
S.1.37 |  | 300kVA | sum | 1
S.1.38 |  | 400kVA | sum | 1
S.1.39 |  | Allow a sum for fuel generators major service by instruction | Prov Sum | 1 | 150000 | 150000
S.1.40 |  | Profit over above | % | 150000
S.1.41 |  | Batteries and Battery Banks
S.1.42 |  | Allow a sum for replacement of batteries, and provision of energy bank batteries by instruction | Prov Sum | 1 | 100000 | 100000
S.1.43 |  | Profit over above | % | 100000
S.1.44 |  | Power Transformers
S.1.45 |  | Allow a sum for replacement, upgrade or installation of power grid transfomers by a Eskom registered contractor by instruction | Prov Sum | 1 | 200000 | 200000
S.1.46 |  | Profit over above | % | 200000
OVERHEARD POWER RETICULATION
|  | Allow a sum for replacement, upgrade or installation of overheard power by an Eskom registered contractor by instruction and supported by material invoices | Prov Sum | 1 | 500000 | 500000
|  | Profit over above | % | 500000
TOTAL SECTION "3" CARRIED FORWARD TO SUMMARY

## 3.Air Conditioning Refridg
SCHEDULE OF RATES FOR AIR CONDITIONING, REFRIDGERATION AND MAINTENANCE:
3. NEW UNITS:Purchase, labour, transportation, installation and all accessories needed to be included in the schedule of rates for all new air condition installations ( ALL INVERTER UNITS)
| CAPACITY | TYPE | QTY | RATE | AMOUNT
3.1 | 9 000 btu R410A | M / Wall Split | 1
3.2 | 15 000 btu R410A reverse cycle | Console units | 1
3.3 | 22000btu R410A | M / Wall Split | 1
3.4 | 43000btu R410A | M / Wall Split | 1
3.5 | 36000btu 11kw R410A inverter | Under ceiling | 1
3.6 | 48000btu 14kw R410A inverter | Under ceiling | 1
3.7 | Full Service walk in cold rooms | Sum | 1
3.8 | VRV III/ IV- cassettes | each | 1
SUB TOTAL 3

## 4.Refridgeration
4. REFRIDGERATION: Supply and Install the following spares when necessary for Defy fridges
4.1 | Fridge Thermostat | UNIT | QTY | RATE | AMOUNT
4,1,1 | Double Door fridge | No | 1
4,1,2 | Single Door fridge | No | 1
4,1,3 | Bar fridge | No | 1
4.2 | Compressors | No
4,2,1 | 1/6 hp | No | 1
4.3 | Gas | No
4,3,1 | R404 A 10.9 kg cylinder | No | 1
4.4 | Filter driers | No
4,4,1 | 1/4 ″ | No | 1
4,4,2 | 1/3" | No | 1
4,4,3 | 1/2" | No | 1
4,4,4 | Walk in the fridge/freezer room- Door lock mechanism | No | 1
4.5 | Panel Walls
4,5,1 | Wall panel sandwich made of 1mm thick sheet, coated with white enamel, 50mm insulation foam, and 1mm thick sheet coated with enamel | m2 | 1
4,5,2 | Wall panel sandwich made of 1mm thick sheet, coated with white enamel, 75mm insulation foam, and 1mm thick sheet coated with enamel | m2 | 1
4,5,3 | Wall panel sandwich made of 1mm thick sheet, coated with white enamel, 100mm insulation foam, and 1mm thick sheet coated with enamel | m2 | 1
4,5,4 | Wall panel sandwich made of 1mm thick sheet, coated with white enamel, 150mm insulation foam, and 1mm thick sheet coated with enamel | m2 | 1
4.6 | FIRE SERVICES
Fire appliances including piping, etc
4,6,1 | 4,5kg DCP dry powder portable fire extinguisher on and including wrought Meranti backboard size 520 x 100 x 22mm thick plugged and screwed to wall and finished with two coats of polyurethane varnish, including 120 x 20 x 2mm mild steel strip bent to form hook | no | 1
4,6,2 | Fire hose reel complete with 30m rubber hose, chromium plated stopcock, shut-off nozzle and wall bracket bolted to wall with and including expansion bolts | no | 1
SUB TOTAL 4

## 5.MISCELLANEOUS ITEMS
5. MISCELLANEOUS ITEMS: Supply, deliver and install following items:
NO | ITEM | UNIT | QTY | RATE | AMOUNT
5.1 | Supply and install Daikin VRV III fan motor | each | 1
5.2 | Supply and install Daikin VRV IV fan motor | each | 1
5.3 | Condensate Pumps on console, window and split type units upto 60 000 BTU. | each | 1
5.4 | Replacement of Defy 13000btu console wall unit electronic controllers | each | 1
5.5 | Replacement of York 15 000 BTU electronic controllers. | each | 1
5.6 | Replacement of TC L 12 000 to 24 000 btu unit electronic controllers | each | 1
5.7 | Replacement of electronic controllers for under ceiling and cassette units from 24 000 to 48 000 BTU units. | each | 1
5.8 | Replacement of aluminium grilles to match existing and fixed on hard wood frame, size approximately 450 mm x 650 mm | each | 1
5.9 | Replacement of curtain wall controllers wiring hamess. | each | 1
5.10 | Replacement of VRV IV inverter PC board | each | 1
5.11 | Replacement of VRV III inverter PC board | each | 1
5.12 | Vibration eliminator 1 1/8" | each | 1
5.13 | Replacement of indoor pc board (Cassette) for Daikin VRV IV | each | 1
5.14 | Replacement of indoor pc board for Alliance, TLC, daikin, LG, (12000 to 18000 btu). | each | 1
5.15 | Replacement of condensate pumps for mid wall split, under ceiling and cassette units | each | 1
5.16 | Refrigerant Gas / kilo |  | 1
5.17 | R 22 | per 13.6 kg container | 1
5.18 | R410A | per 13.6 kg container | 1
5.19 | 25 X 50 X 1.6mm Galvanised Bonox mesh per meter | per meter | 1
5.20 | Daikin VRV IV Discharge temperature sensor | each | 1
5.21 | P 2000 trunking per meter | per meter | 1
5.22 | Replacement of Chiller plant vapour proof water pressure switch / Flow switch | each | 1
5.23 | Replacement of Chiller plant condensing pump, 7.5kw Type ETA 65-315 Impeller Dia 285mm | each | 1
5.24 | Daikin VRV III Discharge temperature sensor | each | 1
5.25 | Chiller Plant cooling tower chemicals-Nitric Acid Solution | per 25ltr container | 1
5.26 | Replacement of 600x600cm washable air filters | each | 1
5.27 | Replacement of V Belts no 2240 | match set of 3 | 1
5.28 | AC Wall Brackets 650mm | each | 1
5.29 | Replacement of 24volt relays | each | 1
5.30 | Replacement of 220 volt relays | each | 1
5.31 | Penlight AAA batteries | each | 1
5.32 | Universal remote for mid wall split type units | each | 1
5.33 | Trunking 60 x 80mm x 2m lengths (white) | each | 1
5.34 | Trunking 60 x 80mm outer bends (White) | each | 1
5.35 | Trunking endcap (White) | each | 1
5.36 | 20mm Conduit (white) 4m | each | 1
5.37 | 20mm Bends | each | 1
5.38 | 60 mf Capacitors | each | 1
5.39 | 50 mf Capacitors | each | 1
5.40 | 30 mf Capacitors | each | 1
5.41 | 400v Over/under speed voltage relay | each | 1
5.42 | 24v multi range relay | each | 1
5.43 | Adaptor 1/4x1/2 | each | 1
5.44 | Adaptor 1/4x1/2 | each | 1
5.45 | 1/2'' Bi-Flow Drier | each | 1
5.46 | Oxy & Acetly Porta Pack | each | 1
5.47 | 220v star delta timer | each | 1
5.48 | 10.3x38 cylinder 5A fuse | each | 1
5.49 | 10.3x38 cylinder 16A fuse | each | 1
5.50 | 14x51 cylinder 25A fuse | each | 1
5.51 | 14x51 cylinder 32A fuse | each | 1
5.52 | 1/4" 6.35mm Copper piping | 15.24 meter roll | 1
5.53 | 3/8" 9.35mm Copper piping | 15.24 meter roll | 1
5.54 | 1/2" 12.7mm Copper piping | 15.24 meter roll | 1
5.55 | 3/4" 19.05mm Copper piping | 15.24 meter roll | 1
5.56 | 1/4" 6.35mm Copper piping insulation | 15.24 meter roll | 1
5.57 | 3/8" 9.35mm Copper piping insulation | 15.24 meter roll | 1
5.58 | 1/2" 12.7mm Copper piping insulation | 15.24 meter roll | 1
5.59 | 3/4" 19.05mm Copper piping insulation | 15.24 meter roll | 1
5.2 | BUILDING WORKS
DEMOLITIONS
DEMOLISHING AND REMOVING
5,2,1 | Demolish existing building structures comprising of brickwork, roofing, closures and foundations. and dispose safely | m2 | 1
5,2,2 | Demolision of non-reinforced concrete | m2 | 1
5,2,3 | Demolision of reinforced concrete | m2 | 1
5,2,4 | Cart away rubble from demolitions and dispose off site. | m3 | 1
5,2,5 | Restore site with soil material filling and compacton | m3 | 1
5,2,6 | Empty Sewage Septic tank and dispose in line with regulations | m3 | 1
5,2,7 | Decomishion a pit toilet, including treatment,removal and disposal of sluge waste | no | 1
5,2,8 | Removal of fencing and storing materials on site located area, max of 1,8m high | m | 1
5,2,9 | EARTHWORKS
5,2,10 | Excavation in earth not exceeding 1,5m deep:
5,2,11 | Foundation Trenches | m3 | 1
5,2,12 | Footing Holes. | m3 | 1
5,2,13 | Cut levels and depositing excavated material in prescribed stock piles on site. | m3 | 1
5,2,14 | Extra over trench and hole excavations in earth for excavation in:
5,2,15 | Intermediate excavation | m3 | 1
5,2,16 | Soft/loose rock | m3 | 1
5,2,17 | Hard rock | m3 | 1
5,2,18 | Extra over all excavations for carting away:
5,2,19 | Surplus material from excavations and/or stock piles on site to a dumping site to be located by the contractor. | m3 | 1
5,2,20 | Risk of collapse of excavations:
5,2,21 | Sides of trench and hole excavations not exceeding 1,5m deep. | m2 | 1
5,2,22 | Ditto, but from ground level to exceeding 1,5m. | m2 | 1
5,2,23 | SOIL POISONING
5,2,24 | Vegetation herbicide and anti-termite soil poisoning applied by a Registered Pest Control company utilizing complaint chemical compounds
5,2,25 | Surrouding area, foundation trenches/ furrows, under floors, forming agaisnt foundation walls, | m2 | 1
5,2,26 | To bottoms and sides of trenches, holes, etc. | m2 | 1
5,2,27 | EARTH FILLING
5,2,28 | Earth filling obtained from the excavations and / or prescribed stock piles on site (minimum G7 material) compacted to 93% Mod. AASHTO density:
5,2,29 | Backfilling to trenches, holes, etc. | m3 | 1
5,2,30 | Under floors, steps, pavings, trenches, etc. | m3 | 1
5,2,31 | Imported G5 filling, selected and supplied by the Contractor, including depositing in layers not exceeding 150mm thick and compacting to 98% modified AASHTO dry density to trenches, holes, etc.
5,2,32 | Under floors, etc. | m3 | 1
5,2,33 | Imported G7 filling, selected and supplied by the Contractor, including depositing in layers not exceeding 150mm thick and compacting to 98% modified AASHTO dry density to holes, trenches etc.
5,2,34 | Under floors, etc. | m3 | 1
5,2,35 | Backfilling to holes, trenches, etc. | m3 | 1
5,2,36 | Coarse river sand filling supplied by the contractor:
5,2,37 | Under floors etc. | m3 | 1
5,2,38 | Compaction of surfaces:
5,2,39 | Compaction of ground surface under floors etc including scarifying for a depth of 150mm, breaking down oversize material, adding suitable material where necessary and compacting to 93% Mod AASHTO density. | m2 | 1
5,2,40 | Prescribed density tests on filling:
5,2,41 | Allow for compaction tests by an approved laboratory to determine density of filling material. | no | 1
5,2,42 | Prescribed soil materila testing:
5,2,43 | Allow for sample collection and submitting for test by an approved laboratory to determine material class, for site stock piled and borrowing materials | no | 1
5,2,44 | CONCRETE, FORMWORK AND REINFORCEMENT
5,2,45 | 15Mpa/19mm Concrete
5,2,46 | Surface blinding under footings and bases. | m3 | 1
5,2,47 | 20Mpa/19mm Screed
5,2,48 | Surface screeds, limited to 30mm thick | m3 | 1
5,2,49 | 25MPa/19mm Un-Reinforced concrete casting and vibrated:
5,2,50 | Foundations, footings to columns, footings to walls, cavity walls, slabs, apron, Floors / surface beds, etc | m3 | 1
5,2,51 | 25MPa/19mm Reinforced concrete casting and vibrated:
5,2,52 | Foundations, footings to columns, footings to walls, cavity walls, slabs, apron, Floors / surface beds, etc | m3 | 1
5,2,53 | 30MPa/19mm Unreinforced concrete casting and vibrated:
5,2,54 | Foundations, footings to columns, footings to walls, cavity walls, slabs, apron, Floors / surface beds, etc | m3 | 1
5,2,55 | 30MPa/19mm Reinforced concrete casting and vibrated:
5,2,56 | Foundations, footings to columns, footings to walls, cavity walls, slabs, apron, Floors / surface beds, etc | m3 | 1
5,2,57 | Concrete Test Blocks
5,2,58 | Making and testing of 150x150x150mm concrete strength test cubes | no | 1
5,2,59 | Concrete Surface Finishing
5,2,60 | Finishing top surfaces of concrete to or with
5,2,61 | Smooth wood finish | m2 | 1
5,2,62 | Steel Float Finish
5,2,63 | Charmfers at corners
5,2,64 | 19 x 19mm triangular fillet at corners forming | m | 1
5,2,65 | ROUGH FORMWORK
5,2,66 | Permanent Formwork:
5,2,67 | To sides, edging, risers, ends and reveals, not exceeding 300mm height | m2 | 1
5,2,68 | To sides, edging, risers, ends and reveals, not exceeding 600mm height | m2 | 1
5,2,69 | To sides, edging, risers, ends and reveals, not exceeding 1500mm height | m2 | 1
5,2,70 | Circular columns shuttering | m2 | 1
5,2,71 | Suspended slabs shuttering | m2 | 1
5,2,72 | Temporal Formwork:
5,2,73 | To sides, edging, risers, ends and reveals, not exceeding 300mm height | m2 | 1
5,2,74 | To sides, edging, risers, ends and reveals, not exceeding 600mm height | m2 | 1
5,2,75 | To sides, edging, risers, ends and reveals, not exceeding 1500mm height | m2 | 1
5,2,76 | Circular columns shuttering | m2 | 1
5,2,77 | Suspended slabs shuttering | m2 | 1
5,2,78 | SMOOTH FORMWORK
5,2,79 | Permanent Formwork:
5,2,80 | To sides, edging, risers, ends and reveals, not exceeding 300mm height | m2 | 1
5,2,81 | To sides, edging, risers, ends and reveals, not exceeding 600mm height | m2 | 1
5,2,82 | To sides, edging, risers, ends and reveals, not exceeding 1500mm height | m2 | 1
5,2,83 | Circular columns shuttering | m2 | 1
5,2,84 | Suspended slabs shuttering | m2 | 1
5,2,85 | Temporal Formwork:
5,2,86 | To sides, edging, risers, ends and reveals, not exceeding 300mm height | m2 | 1
5,2,87 | To sides, edging, risers, ends and reveals, not exceeding 600mm height | m2 | 1
5,2,88 | To sides, edging, risers, ends and reveals, not exceeding 1500mm height | m2 | 1
5,2,89 | Circular columns shuttering | m2 | 1
5,2,90 | Suspended slabs shuttering | m2 | 1
5,2,91 | Reinforced precasted rib and block Slabs as permanent shutters - top ref mesh and concrete topping measured elsewhere | m2 | 1
5,2,92 | CONCRETE JOINTS
5,2,93 | Saw cut joints:
5,2,94 | 6mm wide x 50mm deep Saw cut joints on top of concrete | m | 1
5,2,95 | Construction Joints
5,2,96 | 6mm Soft board, not exceeding | m | 1
5,2,97 | CONCRETE REINFORCEMENT
5,2,98 | High tensile steel reinforcement bars to structural concrete work. | t | 1
5,2,99 | Fabric reinforcement:
5,2,100 | REF. 193 fabric reinforcement in concrete surface beds, raft slabs etc. | m2 | 1
5,2,101 | REF. 245 fabric reinforcement in concrete surface beds, raft slabs etc. | m2 | 1
5,2,102 | REF. 395 fabric reinforcement in concrete surface beds, raft slabs etc. | m2 | 1
5,2,103 | REF. 617 fabric reinforcement in concrete surface beds, raft slabs etc. | m2 | 1
5,2,104 | REF. 888 fabric reinforcement in concrete surface beds, raft slabs etc. | m2 | 1
5,2,105
5,2,106 | BRICKWORK
5,2,107 | Brickwork consisting of solid bricks with 10.5 MPa minimum nominal compressive strength in Class I mortar with Coprox masonry waterproofing or equal approved waterproof cement additive. (Cement to be 42.5N all-purpose cement):
5,2,108 | 220mm wide (One brick) walls. | m2 | 1
5,2,109 | 110mm wide (half brick) walls. | m2 | 1
5,2,110 | 150mm wide (one brick) using maxi bricks walls. | m2 | 1
5,2,111 | 345mm thick cavity brick walls made of two leafs of 110mm wall with 135mm concrete fill (concrete elsewhere measured). | m2 | 1
5,2,112 | 345mm thick cavity brick walls made of two leafs of 110mm wall with 135mm concrete fill (concrete elsewhere measured). | m2 | 1
5,2,113 | Cavity brick walls made of two leafs of 110mm wall with over 135mm concrete fill (concrete elsewhere measured). | m2 | 1
5,2,114 | BRICKWORK AND BLOCKWORK SUNDRIES
5,2,115 | Galvanized brickwork reinforcement
5,2,116 | 115mm Wide reinforcement built in horizontally | m | 1
5,2,117 | 230mm Wide reinforcement built in horizontally. | m | 1
5,2,118 | Ditto, but in foundations | m | 1
5,2,119 | ROOF TIES
5,2,120 | 30 x 2mm Galvanized roof tie 1500mm long with one end fixed to timber and other built into brickwork or concrete. | no | 1
5,2,121 | WATERPROOFING
5,2,122 | Bagging and sealing the outer face of the inner skin of walls with 1:3 cement and sand mixture to walls | m2 | 1
5,2,123 | Sealing walls face with two coats of bitumen emulsion waterproofing coating: | m2 | 1
5,2,124 | Samples bricks
5,2,125 | Supply and deliver sample bricks for approval | no | 1
5,2,126 | FACE BRICK
5,2,127 | FBS clay face brick , size 222 x 106 x 73mm, bedded and jointed in Class II mortar and pointed with recessed vertical and recessed horizontal joints, suitable for exposure zones 1-2 (Cement to be 42.5N all-purpose cement):
5,2,128 | Extra over brickwork for face brickwork externally. | m2 | 1
5,2,129 | Extra over for face brick in foundations | m2 | 1
5,2,130 | Half brick wall in beam filling pointed one side including cutting and fitting around roof timbers and bedding roofing solid on top in cement mortar. | m2 | 1
5,2,131 | One brickwall pointed on both sides. | m2 | 1
5,2,132 | Half brickwall pointed on both sides. | m2 | 1
5,2,133 | Cutting at beam filling level or other locations | m | 1
5,2,134 | Face brick copings, roller coarse, corbeling, lintels over windows, sills, etc, pointed with recessed joints on all exposed faces: | m | 1
5,2,135 | LINTOLS
5,2,136 | Pre-Cast Concrete lintols 75 x 110
5,2,137 | On internal skin above doors and windows and openings
5,2,138 | Lintels 0.9 m | no | 1
5,2,139 | Lintels 1.2 m | no | 1
5,2,140 | Lintels 1.8 m | no | 1
5,2,141 | Lintels 2.4 m | no | 1
5,2,142 | Lintels 3 m | no | 1
5,2,143 | Lintels 4 m | no | 1
5,2,144 | Pre-Cast Concrete lintols 75 x 150mm
5,2,145 | On internal skin above doors and windows and openings
5,2,146 | Lintels 0.9 m | no | 1
5,2,147 | Lintels 1.2 m | no | 1
5,2,148 | Lintels 1.8 m | no | 1
5,2,149 | Lintels 2.4 m | no | 1
5,2,150 | Lintels 3 m | no | 1
5,2,151 | Lintels 4 m | no | 1
5,2,152 | WATERPROOFING
5,2,153 | DAMPPROOFING OF WALLS AND FLOORS
5,2,154 | One layer of 250 micron waterproof plastic sheeting sealed at laps with 'Gunplas Pressure Sensitive Tape':
5,2,155 | Under surface beds, bases, etc. | m2 | 1
5,2,156 | One layer of 350 micron embossed dampcourse waterproof sheeting below walls, sills, etc:
5,2,157 | Below walls, sills, etc. | m2 | 1
5,2,158 | JOINT SEALANTS
5,2,159 | Clear Neutral silicone sealant:
5,2,160 | In joint sealing and pointing all round external window and door frames. | m | 1
5,2,161 | Two-part grey polysulphide sealing compound including backing cord, bond breaker, primer, etc
5,2,162 | 10 x 12mm In movement joints in floors or walls including raking out expansion joint filler as necessary (Provisional). | m | 1
5,2,163 | ROOF COVERINGS
5,2,164 | PROFILED METAL SHEETING AND ACCESSORIES, Color Coated
5,2,165 | 0,58mm Thick Z200 "IBR Profile" galvanised metal roof sheeting, in single sheet lengths, with "Chromadek" finish to external face and standard backing coat to internal face including installation accessories :
5,2,166 | Roof sheeting laid to a mono-pitch. | m2 | 1
5,2,167 | 0,58mm Thick Z200 "IBR Profile" galvanised metal roof sheeting, in single sheet lengths, with "Chromadek" finish to external face and standard backing coat to internal face including installation accessories :for side Cladding | m2 | 1
5,2,168 | 0.58mm Flashings pre-painted to match roof sheeting and fixed in strict accordance with manufacturer's instructions including installation accessories :
5,2,169 | Mono pitched ridge capping with 225mm lapping secured onto the roof. | m | 1
5,2,170 | Ridge cover, 0,58mm ridge pre-painted to match roof shitting and fixed | m | 1
5,2,171 | Ridge Closures, 0,58mm ridge closures fixed under the ridge line | m | 1
5,2,172 | PROFILED METAL SHEETING AND ACCESSORIES, Galvanised treated
5,2,173 | 0,58mm Thick Z200 "IBR Profile" galvanised metal roof sheeting, in single sheet lengths, including installation accessories :
5,2,174 | Roof sheeting laid to a mono-pitch. | m2 | 1
5,2,175 | 0,58mm Thick Z200 "IBR Profile" galvanised metal roof sheeting, in single sheet lengths, including installation accessories :for side Cladding | m2 | 1
5,2,176 | 0.58mm Flashings pre-painted to match roof sheeting and fixed in strict accordance with manufacturer's instructions including installation accessories :
5,2,177 | Mono pitched ridge capping with 225mm lapping secured onto the roof. | m | 1
5,2,178 | Ridge cover, 0,58mm ridge pre-painted to match roof shitting and fixed | m | 1
5,2,179 | Ridge Closures, 0,58mm ridge closures fixed under the ridge line | m | 1
5,2,180 | Clear /transparent Poly carbonated, IBR profile on roofing | m2 | 1
5,2,181 | STEEL WORKS FABRICATION
5,2,182 | Steelworks for the spply, fabricate, surface preparation, shop priming, delivery to site & installation of a complete roof structure. Including all necessary columns, frame members, cleats, brackets, gussets, packs, nuts, bolts, washers, roof screws, roof washers, ridging, side flashing, insulation, etc. Cut off losses not included for pricing. Actual work constructed quantities considered
5,2,183 | H Sections | ton | 1
5,2,184 | IPE sections | ton | 1
5,2,185 | Flat bars | ton | 1
5,2,186 | Angle Irons | ton | 1
5,2,187 | Round Bars | ton | 1
5,2,188 | Square Bars | ton | 1
5,2,189 | Channel | ton | 1
5,2,190 | Lipped Channel for roof purlins | ton | 1
5,2,191 | Round Tubes | ton | 1
5,2,192 | Square Tubes | ton | 1
5,2,193 | Rectangular Tube | ton | 1
5,2,194 | Expanded Metal sheet for security | ton | 1
5,2,195 | Welded Mesh | ton | 1
5,2,196 | Plates | ton | 1
5,2,197 | Threated Bars | ton | 1
5,2,198 | Bolt and nut and washers | kg | 1
5,2,199 | Treatment of Steel
5,2,200 | Cold foam galvanising | ton | 1
5,2,201 | Full dip galvanising | ton | 1
5,2,202 | Primer paint application | m2 | 1
5,2,203 | Enamel paint application | m2 | 1
SUB TOTAL 5

## 6.ROTARY COMPRESSORS
6.ROTARY COMPRESSORS - R 410A – 220 VOLT - SUPPLY, DELIVER AND INSTALL THE FOLLOWING COMPRESSORS WHEN NECESSARY:
Item No | Capacity | PER/UNIT | QTY | RATE | AMOUNT
6.1 | 9000 | each | 1
6.2 | 12000 | each | 1
6.3 | 18000 | each | 1
6.4 | 24000 | each | 1
6.5 | 30000 | each | 1
SUB TOTAL 6

## 7,8,9 AND 10
7. ROTARY COMPRESSORS - R 410A – 220 VOLT - SUPPLY AND INSTALL THE FOLLOWING COMPRESSORS WHEN NECESSARY:
Item No |  | Capacity | PER/UNIT |  | QTY | RATE |  | AMOUNT
7.1 |  | 9000 | each |  | 6
7.2 |  | 12000 | each |  | 10
7.3 |  | 18000 | each |  | 4
7.4 |  | 24000 | each |  | 4
SUB TOTAL 7
8. Heat Pump R 410A INVERTER MIDWALL SPLIT UNITS SUPPLY AND INSTALL THE FOLLOWING COMPRESSORS WHEN NECESSARY:
Item No | CAPACITY |  | PER/UNIT | QTY |  |  | RATE |  | AMOUNT
8.1 | 12000 |  |  | 4
8.2 | 18000 |  | each | 4
8.3 | 24000 |  | each | 4
8.4 | 30000 |  | each | 4
8.5 | 36000 |  | each | 4
8.6 | 48000 |  | each | 5
VRV IV R410: SUPPLY & INSTALL COMMPRESSORS WHEN NECESSARY | Capacity |  | PER/UNIT | QTY |  |  | RATE |  | AMOUNT
8.7 | 48000 |  | each | 4
8.8 | 60000 |  | each | 4
VRV IV R410: SUPPLY & INSTALL COMMPRESSORS WHEN NECESSARY
8.9 | 48000 |  | each | 4
8.10 | 60000 |  | each | 4
SUB TOTAL 8
9. Transport
Item No | Capacity |  | PER/UNIT | QTY |  |  | RATE |  | AMOUNT
9.1 | Transport cost per kilo - 18 000 kilos |  | AA rate for LDV vehicle | 18000
SUB TOTAL 9
10. LABOUR RATES:
Item No | Capacity |  | QTY | RATE |  |  | AMOUNT
10.1 | 1 X Skilled labour per hour x 2000 |  | 2000
10.2 | 1 X Semi Skilled Labour per hour x 2000 |  | 2000
10.3
SUB TOTAL 10

## 11.SMALL & MEDIUM SIZE ELECTRI
ITEM NO. | DESCRIPTION | UNIT | QTY | RATE | RATE ONLY
11.1 | Testing of earthing installation for the electrical panel:
11.1.1 | Test earthing of distribution panel back to main earth point (per panel) | no | 1
11.1.2 | Testing of earth connections at light fittings, power points, motors and instrumentation (per circuit) | no | 1
11.2 | Supply and installation of earthing materials to obtain proper earthing of installation from panel. Installation in conduit, wiring trunking, building trench or ground: (Excavations measured separately)
11.2.1 | 2,5mm2 bare copper or insulated earth wire | m | 1
11.2.2 | 2mm2 bare copper or insulated earth wire | m | 1
11.2.3 | 6mm2 bare copper or insulated earth wire | m | 1
11.2.4 | 10mm2 bare copper or insulated earth wire | m | 1
11.2.5 | 16mm2 bare copper or insulated earth wire | m | 1
11.2.6 | 25mm2 bare copper or insulated earth wire | m | 1
11.2.7 | 35mm2 bare copper or insulated earth wire | m | 1
11.2.8 | 50mm2 bare copper or insulated earth wire | m | 1
11.2.9 | 70mm2 bare copper or insulated earth wire | m | 1
11.2.10 | 2,5mm2 earth wire end lugged and connected | no | 1
11.2.11 | 2mm2 earth wire end lugged and connected | no | 1
11.2.12 | 6mm2 earth wire end lugged and connected | no | 1
11.2.13 | 10mm2 earth wire end lugged and connected | no | 1
11.2.14 | 16mm2 earth wire end lugged and connected | no | 1
11.2.15 | 25mm2 earth wire end lugged and connected | no | 1
11.2.16 | 35mm2 earth wire end lugged and connected | no | 1
11.2.17 | 50mm2 earth wire end lugged and connected | no | 1
11.2.18 | 70mm2 earth wire end lugged and connected | no | 1
11.2.19 | 1,8 m copper clad steel core earth rod installed in ground, complete with clamp and connections.
11.2.20 | 5 x 25 mm copper earth strap installed on surface of structure or cable ladders, including fixings | m | 1
11.3 | Supply and installation of 600/1 000 V. grade PVC PVC SWA PVC cable in trench or in ground. Fixings or excavations as well as cable ends are measured elsewhere
11.3.1 | 1,5 mm2 3 or 2 core armoured | m | 1
11.3.2 | 2,5 mm2 3 or 2 -core armoured. | m | 1
11.3.3 | 1,5mm2 7-core armoured | m | 1
11.3.4 | 2 mm2 2 core armoured | m | 1
11.3.5 | 6 mm2 2 -core armoured. | m | 1
11.3.6 | 10 mm2 2 core armoured | m | 1
11.3.7 | 16 mm2 2 core armoured | m | 1
11.3.8 | 25 mm2 2 -core armoured. | m | 1
11.3.9 | 35 mm2 2 core armoured | m | 1
11.3.10 | 50 mm2 2 core armoured | m | 1
11.3.11 | 70 mm2 2 core armoured | m | 1
11.3.12 | 95 mm2 2 core armoured | m | 1
11.3.13 | 120 mm2 2 core armoured | m | 1
11.3.14 | 150 mm2 2 core armoured | m | 1
11.3.15 | 185 mm2 2 core armoured | m | 1
11.4 | Supply and installation of 600/1 000 V. grade PVC PVC SWA PVC cable ends complete with lugs, connections to motor terminals, stub bars, small terminals, etc., (include for labels, wire number markers and testing)
11.4.1 | 1,5 mm2 3 or 2 core armoured | no | 1
11.4.2 | 2,5 mm2 3 or 2 -core armoured. | no | 1
11.4.3 | 1,5mm2 7-core armoured | no | 1
11.4.4 | 2 mm2 2 core armoured | no | 1
11.4.5 | 6 mm2 3 -core armoured. | no | 1
11.4.6 | 10 mm2 2 core armoured | no | 1
11.4.7 | 16 mm2 2 core armoured | no | 1
11.4.8 | 25 mm2 3 -core armoured. | no | 1
11.4.9 | 35 mm2 2 core armoured | no | 1
11.4.10 | 50 mm2 2 core armoured | no | 1
11.4.11 | 70 mm2 2 core armoured | no | 1
11.4.12 | 95 mm2 2 core armoured | no | 1
11.4.13 | 120 mm2 2 core armoured | no | 1
11.4.14 | 150 mm2 2 core armoured | no | 1
11.4.15 | 185 mm2 2 core armoured | no | 1
11.5 | Cable Trenches
Excavation, laying 150 mm bedding, backfilling in 150mm layers, and stabilising to original stability of cable trench. (660mm wide x 1m deep):
11.5.1 | Hard rock | m3 | 1
11.5.2 | Soft rock | m3 | 1
11.5.3 | Soil | m3 | 1
11.6 | General maintenance of electrical equipment as per Section 3 of the maintenance specification
11.6.1 | Clean inside and outside of panel (per panel) | no | 1
11.6.2 | Tighten all connections in panel (per panel) | no | 1
11.6.3 | Tighten connections in lock stop button box (per box) | no | 1
11.6.4 | Tighten connections in remote stop-start station box (per box) | no | 1
11.6.5 | Tighten connections in motor connection box, including thermal sensor wiring terminals | no | 1
11.6.6 | Tighten connections at instrument terminals (per instrument) | no | 1
Repair ends of damaged conductors due to overheating at circuit breakers, contactors, overloads or motor terminals, including installation of ferrules, lugs, heat shrink materials or insulated sleeving:
11.6.7 | (a) Conductor sizes up to 16 mm2, per terminal | no | 1
11.6.8 | (b) Conductor sizes from 25 mm2 to 50 mm2, per terminal | no | 1
11.6.9 | Testing of single phase or three phase earth leakage unit | no | 1
11.6.10 | Testing of under/over voltage relay or phase monitor relay per unit | no | 1
11.6.11 | Checking of all voltmeters and voltmeter switches for correct operation | no | 1
Logging of all motor running hour meter readings and trip data of electronic
11.6.12 | motor protection units on a site (per site) | no | 1
11.6.13 | Checking of all indicator lamps on panel | no | 1
Replacement of indicator lamps as follows:
11.6.14 | (a) Incandescent lamps per lamp | no | 1
11.6.15 | (b) LED type removable lamp | no | 1
11.6.16 | (c) LED type, whole unit | no | 1
11.6.17 | Checking of all instrumentation fuses on a site (per site) | no | 1
Replacement of blown fuses as follows:
11.6.18 | (a) HRC up to 10 A | no | 1
11.6.19 | (b) HRC above 10A and up to 32 A | no | 1
11.6.20 | Checking of all lightning arrestors on a site (per site) | no | 1
Replacing of lightning arrestors as follows:
11.6.21 | (a) Class 2 over voltage surge arrestors - 275V MOV type - 20 kA fault rating | no | 1
11.6.22 | (b) Class 2 overvoltage surge arrestors - 275V MOV type - 65 kA fault rating | no | 1
11.6.23 | (c) Class 2 overvoltage surge arrestors - 275V MOV type - 100 kA fault rating | no | 1
11.6.24 | (d) IT Blitzductor surge arrestor -22V | no | 1
11.7 | Megger testing of 600/ 1000 V cables with both ends of cables disconnected for the following sizes of cable :
11.7.1 | (a) Cables with 3 to 7 cores up to 2,5mm2 per cable | no | 1 |  |  | `
11.7.2 | (b) Cable with 3 or 2 cores from 2mm2 to 25mm2 | no | 1
11.7.3 | (c) Cable with 3 or 2 cores from 35mm2 to 50mm2 | no | 1
11.7.4 | Supply and installation of PVC warning tape in top 300 mm of trench backfill | m | 1
11.8 | Supply and fitting of cable labels on ends of cable with strap-on
11.8.1 | type label with up to 10 digits on label (per label0 | no | 1
11.9 | Testing and checking of motors of all sizes and comparing current readings with current rating of motor and logging of data as follows per motor:
11.9.1 | Megger between phases and phases and phases to earth and log data (per motor0 | no | 1
11.9.2 | Measuring line currents of motor and logging data (per motor) | no | 1
11.10 | Maintenance of panels executing the following various tasks
per unit of equipment :
11.10.1 | Inspecting all circuit breakers and testing to see that circuit breakers | no | 1
can handle the current of the particular circuit without tripping under normal
load conditions and under transient conditions of motors starting for all
sizes and types of circuit breakers, single pole and triple pole, as well as
checking for overheating of circuit breakers (per panel)
| Inspecting contactors and measuring outgoing voltages to determine if | no | 1
contactors are closing properly and that one or more phase contacts
are not malfunctioning or that the contactor is not overheating (per contactor)
| Checking that overloads are of correct rating and that setting is correct | no | 1
for the rating of the motor protected with the overload. Also check for
malfunctioning of overload and nuisance tripping as well as overheating of
overloads. Check that overload is not set for " Auto" reset. (per panel)
11.10.4 | Checking and setting of star-delta starter timer for proper changeover | no | 1
of star-to-delta (per timer)
11.12 | Installation of Circuit breakers
Supply, installation, connection, testing and commissioning of the following circuit breakers for distribution boards or motor controls: (per circuit breaker)
11.12.1 | 100 A TP on-load isolator | no | 1
11.12.2 | 100 - 250 A TP on-load isolator | no | 1
11.12.3 | 150A TP MCB (5kA) | no | 1
11.12.4 | 500 A TP mcb (15 kA) | no | 1
11.12.5 | 750 A TP mcb (25kA) | no | 1
11.12.6 | 1000 A TP ACB - Fixed (65kA) (with tripping unit similar to MicroLogix 2) | no | 1
11.12.7 | 1500 A TP ACB - Withdrawable (65kA) (with tripping unit - similar to MicroLogix 2) | no | 1
11.12.8 | 2000 A TP ACB - Withdrawable (65kA) (with tripping unit - similar to Micrologix 2) | no | 1
11.13 | Installation of Electronic Overload Relays
Supply, installation, connection, testing and commissioning of the following protection relays for distribution boards or motor controls:
11.13.1 | Similar or equal to Newelec KC25 with door mounted reset and no CT's | no | 1
11.13.2 | Similar or equal to Newelec KC50 with door mounted reset and 3 x50/5A CT's | no | 1
11.13.3 | Similar or equal to Newelec KC200 with door mounted reset and 3 x200/5A CT's | no | 1
11.13.4 | Similar or equal to Rockwell Automation 825-P with line voltage card | no | 1
11.13.5 | Similar and equal to Rockwell Automation 825-MCM180 CT installed in busbars | no | 1
11.13.6 | Similar and equal to Rockwell Automation 825-MCM220 CT installed in busbars | no | 1
11.13.7 | Similar and equal to Rockwell Automation 825-MCM630 CT installed in busbars | no | 1
11.14 | Installation of Contactors and Components
Supply, installation, connection, testing and commissioning of the following equipment for distribution boards or motor controls.
11.14.1 | Complete New Contactor for:
| (a) 2 to 5,5kW AC-3 rating contactor | no | 1
| (b) 7,5 to 11kW AC-3 rating contactor | no | 1
| (c) 11 to 15kW AC-3 rating contactor | no | 1
| (d) 18,5kW AC-3 rating contactor | no | 1
| (e) 22kW AC-3 rating contactor | no | 1
| (f) 30kW AC-3 rating contactor | no | 1
| (g) 37kW AC-3 rating contactor | no | 1
| (h) 25kW AC-3 rating contactor | no | 1
| (i) 55kW AC-3 rating contactor | no | 1
| (j) 75kW AC-3 rating contactor | no | 1
| (k) 90kW AC-3 rating contactor | no | 1
| (l) 110kW AC-3 rating contactor | no | 1
| (m) 132kW AC-3 rating contactor | no | 1
| (n) 150kW AC-3 rating contactor | no | 1
| (o) 185kW AC-3 rating contactor | no | 1
| (o) 220kW AC-3 rating contactor | no | 1
11.14.2 | Replacing contactor contacts per set of three for the following sizes:
| (a) 2 to 5,5kW AC-3 rating contactor | set | 1
| (b) 7,5 to 11kW AC-3 rating contactor | set | 1
| (c) 11 to 15kW AC-3 rating contactor | set | 1
| (d) 18,5kW AC-3 rating contactor | set | 1
| (e) 22kW AC-3 rating contactor | set | 1
| (f) 30kW AC-3 rating contactor | set | 1
| (g) 37kW AC-3 rating contactor | set | 1
| (h) 25kW AC-3 rating contactor | set | 1
| (i) 55kW AC-3 rating contactor | set | 1
| (j) 75kW AC-3 rating contactor | set | 1
| (k) 90kW AC-3 rating contactor | set | 1
| (l) 110kW AC-3 rating contactor | set | 1
| (m) 132kW AC-3 rating contactor | set | 1
| (n) 150kW AC-3 rating contactor | set | 1
| (o) 185kW AC-3 rating contactor | set | 1
| (o) 220kW AC-3 rating contactor | set | 1
11.14.3 | Replacing contactor coil in the following sizes of contactors:
| (a) 2 to 5,5kW AC-3 rating contactor | no | 1
| (b) 7,5 to 11kW AC-3 rating contactor | no | 1
| (c) 11 to 15kW AC-3 rating contactor | no | 1
| (d) 18,5kW AC-3 rating contactor | no | 1
| (e) 22kW AC-3 rating contactor | no | 1
| (f) 30kW AC-3 rating contactor | no | 1
| (g) 37kW AC-3 rating contactor | no | 1
| (h) 25kW AC-3 rating contactor | no | 1
| (i) 55kW AC-3 rating contactor | no | 1
| (j) 75kW AC-3 rating contactor | no | 1
| (k) 90kW AC-3 rating contactor | no | 1
| (l) 110kW AC-3 rating contactor | no | 1
| (m) 132kW AC-3 rating contactor | no | 1
| (n) 150kW AC-3 rating contactor | no | 1
| (o) 185kW AC-3 rating contactor | no | 1
| (o) 220kW AC-3 rating contactor | no | 1
11.14.4 | Installation of Standard Adjustable Overloads
Supply, installation, connection, testing and commissioning of the following adjustable (standard electronic) motor overloads for motor controls.
| (a) 0,1 - 1A | set | 1
| (b) 1,6 - 5 A | set | 1
| (c) 12 - 32 A | set | 1
| (d) 12 - 25A | set | 1
| (e) 23 - 75A | set | 1
| (f) 60 - 85A | set | 1
11.14.5 | Replacing star-delta timer for star-delta starters as follows: (per unit)
| (a) Electronic type | no | 1
| (b) Magnetic type | no | 1
| (c) Vacuum type | no | 1
11.14.6 | Motor Control Centres (complete assemblies)
Design drawings, manufacture, supply, delivery, installation, connections, testing and commissioning of floor standing motor control centre cabinets consisting of 2mm 3CR12 steel, powder coated, and each cabinet with dimension of not less than 2000mm high x 700mm wide x 600 mm deep and complete with internal sheet steel divisions, busbars, busbar supports, ventilation openings and gland plates for:
11.14.6.1 | Main incoming power panel for loads not exceeding 150A (complete assembly) (test certificate in accordance with SANS 1765) (<10kA) | no | 1
11.14.6.2 | Main incoming power panel for loads from 150 to 250A, excluding main circuit breaker. | no | 1
(test certificate in accordance with SANS 1765)(<10kA)
11.14.6.3 | Main incoming power panel for loads from 550 to 750A, excluding main circuit breaker. (test certificate in accordance with SANS 1273)(>10kA) | no | 1
11.14.6.4 | Main incoming power panel for loads from 750 to 1500A, excluding main circuit breaker. | no | 1
(test certificate in accordance with SANS 1273)(>10kA)
DOL starter panel with standard overload for motors up to 11 Kw
(excluding motor mcb and contactor)
11.14.6.5 | DOL starter panel with electronic overload for motors up to 11 kW | no | 1
(excluding motor mcb, electronic overload
and contactor)
11.14.6.6 | Star-delta starter panel with electronic overload for motors from 15kW up to 22 kW | no | 1
(excluding motor mcb, contactors & electronic
overload relay)
11.14.6.7 | Star-delta starter panel with electronic overload for motors from 30kW up to 55 kW excluding motor mcb, contactors & electronic | no | 1
overload relay)
11.14.6.8 | Star-delta starter panel with electronic overload for motors from 90kW up to 132 kW (excluding motor mcb, contactors & electronic overload relay) | no | 1
11.14.6.9 | Star-delta starter panel with electronic overload for motors from 150kW up to 220 kW | no | 1
(Excluding motor mcb, contactors & electronic
overload relay)
11.15 | Drawing up and delivery of “As Built” drawings of boards to
11.15.1 | 12-way power distribution board | no | 1
11.15.2 | 22-way power distribution board | no | 1
11.15.3 | Motor control centre with main incoming panel and up to 2 starters | no | 1
11.15.4 | Motor control centre with main incoming panel and up to 2 starters | no | 1
11.16 | Mark-up rates
11.16.1 | Percentage mark-up on rates listed in term contracts | % | 200000
11.16.2 | Percentage mark-up on items (with attached invoices) approved by the Employer or his representative for materials, (other than those set out in this list) used in the execution of work ordered by the Employer | % | 200000
11.17 | Tip Trucks
| (a) 6 m3 | Hr | 1
| (b) 10 m3 | Hr | 1
11.18 | Flat bed trucks
| (a) 5t | Km | 1
| (b) 7t | Km | 1
11.19 | LDV
| (a) 2 x 2WD | Km | 1
| (b) 2 x 2WD | Km | 1
SUB TOTAL 11

## 12.ELECTRICAL MOTORS
ADOPTED FROM PUBLIC WORKS
ITEM NO. | DESCRIPTION | UNIT | QTY | RATE | AMOUNT
12.1 | Megger testing of electric motors between phases and between phase and frame (earth) & report findings to the Engineer. | no | 1
12.2 | Disconnection and removal of existing electric motors and placing in store of SDM or delivery to position required by
SDM for:
12.2.1 | Motors of 5,5 and 7,5 kW | no | 1
12.2.2 | Motors of 11 up to 18,5 kW | no | 1
12.2.3 | Motors of 22 up to 37 kW | no | 1
12.2.4 | Motors of 25 up to 75 kW | no | 1
12.2.5 | Up to 110 kW | no | 1
12.2.6 | Up to 160 kW | no | 1
12.2.7 | Up to 200 kW | no | 1
12.2.8 | Up to 260 kW | no | 1
12.2.9 | Motor 220 kW | no | 1
12.3 | Installation and connection of existing motors for pumps, including shaft alignment of motor for V-belts or pump coupling for:
12.3.1 | Motors of 5,5 and 7,5 kW, TEFC, foot mounted | no | 1
2.3.2 | Motors of 11 up to 18,5 kW, TEFC, foot mounted | no | 1
2.3.3 | Motors of 22 up to 37 kW, TEFC, foot mounted | no | 1
2.3.4 | Motors of 25 up to 75 kW, TEFC, foot mounted | no | 1
2.3.5 | Motors of 90 and 110 kW, TEFC, foot mounted | no | 1
2.3.6 | Motor 132 kW, TEFC, foot mounted | no | 1
2.3.7 | Motor 150 kW, TEFC, foot mounted | no | 1
2.3.8 | Motor 185 kW, TEFC, foot mounted | no | 1
2.3.9 | Motor 220 kW, TEFC, foot mounted | no | 1
2.3.10 | Motors of 5,5 and 7,5 kW, TEFC, flange mounted | no | 1
2.3.11 | Motors of 11 and 15 kW, TEFC, flange mounted | no | 1
2.3.12 | Motors of 18,5 and 22 kW, TEFC, flange mounted | no | 1
12.4 | Supply, installation, connection, testing and commissioning of new motors for pumps, including shaft alignment of motor for V-belts
or pump coupling for:
12.4.1 | 5,5 kW,200/230 V, TEFC, foot mounted | no | 1
12.4.2 | 7,5 kW, 200/230 V, TEFC, foot mounted | no | 1
12.4.3 | 11 kW, 200/230 V, TEFC, foot mounted | no | 1
12.4.4 | 15 kW, 200/230 V, TEFC, foot mounted | no | 1
12.4.5 | 18,5 kW, 200/230 V, TEFC, foot mounted | no | 1
12.4.6 | 22 kW, 200/230 V, TEFC, foot mounted | no | 1
12.4.7 | 30 kW, 200/230 V, TEFC, foot mounted | no | 1
12.4.8 | 37 kW, 200/230 V, TEFC, foot mounted | no | 1
12.4.9 | 25 kW, 200/230 V, TEFC, foot mounted | no | 1
12.4.10 | 55 kW, 200/230 V, TEFC, foot mounted | no | 1
12.4.11 | 75 kW, 200/230 V, TEFC, foot mounted | no | 1
12.4.12 | 90 kW, 200/230 V, TEFC, foot mounted | no | 1
12.4.13 | 110 kW, 200/230 V, TEFC, foot mounted | no | 1
12.4.14 | 132 kW, 200/230 V, TEFC, foot mounted | no | 1
12.4.15 | 185 kW, 200/230 V, TEFC, foot mounted | no | 1
12.4.16 | 220 kW, 200/230 V, TEFC, foot mounted | no | 1
12.4.17 | 5,5 kW,200/230 V, TEFC, flange mounted | no | 1
12.4.18 | 7,5 kW, 200/230 V, TEFC, flange mounted | no | 1
12.4.19 | 11 kW, 200/230 V, TEFC, flange mounted | no | 1
12.4.20 | 15 kW, 200/230 V, TEFC, flange mounted | no | 1
12.4.21 | 18,5 kW, 200/230 V, TEFC, flange mounted | no | 1
12.4.22 | 22 kW, 200/230 V, TEFC, flange mounted | no | 1
12.5 | Disconnection, removal and transportation of existing motors to re- winders, rewinding of motors, replacement of bearings, testing
of motor in factory, installation of motor on site, connection of
motor, alignment of motor shaft for V-belts or pump coupling,
testing of motor on site and commissioning for:
12.5.1 | 5,5 kW,200/230 V, TEFC, foot mounted | no | 1
12.5.2 | 7,5 kW, 200/230 V, TEFC, foot mounted | no | 1
12.5.3 | 11 kW, 200/230 V, TEFC, foot mounted | no | 1
12.5.4 | 15 kW, 200/230 V, TEFC, foot mounted | no | 1
12.5.5 | 18,5 kW, 200/230 V, TEFC, foot mounted | no | 1
12.5.6 | 22 kW, 200/230 V, TEFC, foot mounted | no | 1
12.5.7 | 30 kW, 200/230 V, TEFC, foot mounted | no | 1
12.5.8 | 37 kW, 200/230 V, TEFC, foot mounted | no | 1
12.5.9 | 25 kW, 200/230 V, TEFC, foot mounted | no | 1
12.5.10 | 55 kW, 200/230 V, TEFC, foot mounted | no | 1
12.5.11 | 75 kW, 200/230 V, TEFC, foot mounted | no | 1
12.5.12 | 90 kW, 200/230 V, TEFC, foot mounted | no | 1
12.5.13 | 11 kW, 200/230 V, TEFC, flange mounted | no | 1
12.5.14 | 15 kW, 200/230 V, TEFC, flange mounted | no | 1
12.5.15 | 18,5 kW, 200/230 V, TEFC, flange mounted | no | 1
12.5.16 | 22 kW, 200/230 V, TEFC, flange mounted | no | 1
12.6 | Mark-up rates
12.6.1 | Percentage mark-up on rates listed in term contracts | % | 1
DESCRIPTION |  | UNIT | QTY | RATE | AMOUNT
Percentage mark-up on items (with attached invoices) approved by the Employer or his representative for materials, (other than thos eset out in this list used in the execution of work ordered by the Employer. |  | % | 1
Tip Trucks
(a) 6 m3 |  | H | 1
(b) 10 m3 |  | H | 1
Flat bed trucks
(a) 5t |  | Km | 1
(b) 7t |  | Km | 1
LDV
(a) 2 x 2WD |  | Km | 1
(b) 2 x 2WD |  | Km | 1
SUB TOTAL 12

## 13.BALL VALVES
ITEM NO. | DESCRIPTION |  | UNIT | QTY | RATE | AMOUNT
13. | BALL VALVES
Ball valve with split body; straight through pigable bore, ball supported by a double-offset bearing arrangement, with resilient seal.
Note:
Rates to include the cost of all staff required plus overheads where appropriate and the guarantee of all parts, materials and workmanship, but exclude the cost of spares unless the latter is specified.
13.1 | Servicing and repair of existing valves in the following diameters: 25 bar rating:
13.1.1 | Remove valve
| a) | 150 DN | no | 1
| b) | 200 DN | no | 1
13.1.2 | Transport from site
| a) | 150 DN | no | 1
| b) | 200 DN | no | 1
13.1.3 | Dismantle
| a) | 150 DN | no | 1
| b) | 200 DN | no | 1
13.1.4 | Blast
| a) | 150 DN | no | 1
| b) | 200 DN | no | 1
13.1.5 | Clean
| a) | 150 DN | no | 1
| b) | 200 DN | no | 1
13.1.6 | Inspect
| a) | 150 DN | no | 1
| b) | 200 DN | no | 1
13.1.7 | Submit inspection report
| a) | 150 DN | no | 1
| b) | 200 DN | no | 1
13.1.8 | Lap
| a) | 150 DN | no | 1
| b) | 200 DN | no | 1
13.1.9 | Re-blast
| a) | 150 DN | no | 1
| b) | 200 DN | no | 1
13.1.10 | Epoxy coat (min thickness 300 micron)
| a) | 150 DN | no | 1
| b) | 200 DN | no | 1
13.1.11 | Reassemble
| a) | 150 DN | no | 1
| b) | 200 DN | no | 1
13.1.12 | Pressure test
| a) | 150 DN | no | 1
| b) | 200 DN | no | 1
13.1.13 | Submit pressure test certificate
| a) | 150 DN | no | 1
| b) | 200 DN | no | 1
13.1.14 | Install
| a) | 150 DN | no | 1
| b) | 200 DN | no | 1
13.1.15 | Commission
| a) | 150 DN | no | 1
| b) | 200 DN | no | 1
13.2 | Supply, install and commission the following completely new ball valves, flanged, gear operated with handwheel:
| a) | 150 DN PN 25 | no | 1
| b) | 200 DN PN 25 | no | 1
13.3 | Mark-up rates
13.3.1 | Percentage mark-up on rates listed on term contracts |  | % | 50000
13.3.2 | Percentage mark-up on items (with attached invoices) approved by the Employer or his representative for materials, (other than those set out in this list) used in execution of work ordered by the Employer. |  | % | 100000
13.4 | Tip trucks
| (a) 6 m3 |  | 1 | 1
| (b) 10 m3 |  | h | 1
13.5 | Flat bed trucks
| (a) 5t |  | km | 1
| (b) 7t |  | km | 1
13.6 | LDV
| (a) 2 x 2WD |  | km | 1
| (b) 2 x 2WD |  | km | 1
SUB TOTAL 13

## 14.BUTTERFLY VALVES
ITEM NO. | DESCRIPTION |  | UNIT | QTY | RATE | AMOUNT
14. | BUTTERFLY VALVES (Wafer Type)
Hand lever or geared operator, with or without actuator.
Note:
Rates to include the cost of all staff required plus overheads where appropriate and the guarantee of all parts, materials and workmanship, but exclude the cost of spares unless the latter is specified.
14.1 | Servicing and repair of existing valves in the following diameters and pressure ratings:
14.1.1 | Remove valve
| a) | 100 DN
|  | (i) PN 16 | no | 1
|  | (ii) PN 25 | no | 1
|  | (iii) PN 20 | no | 1
| b) | 150 DN
|  | (i) PN 16 | no | 1
|  | (ii) PN 25 | no | 1
|  | (iii) PN 20 | no | 1
| c) | 200 DN
|  | (i) PN 16 | no | 1
|  | (ii) PN 25 | no | 1
|  | (iii) PN 20 | no | 1
14.1.2 | Dismantle
| a) | 100 DN
|  | (i) PN 16 | no | 1
|  | (ii) PN 25 | no | 1
|  | (iii) PN 20 | no | 1
| b) | 150 DN
|  | (i) PN 16 | no | 1
|  | (ii) PN 25 | no | 1
|  | (iii) PN 20 | no | 1
| c) | 200 DN
|  | (i) PN 16 | no | 1
|  | (ii) PN 25 | no | 1
|  | (iii) PN 20 | no | 1
14.1.3 | Blast
| a) | 100 DN
|  | (i) PN 16 | no | 1
|  | (ii) PN 25 | no | 1
|  | (iii) PN 20 | no | 1
| b) | 150 DN
|  | (i) PN 16 | no | 1
|  | (ii) PN 25 | no | 1
|  | (iii) PN 20 | no | 1
| c) | 200 DN
|  | (i) PN 16 | no | 1
|  | (ii) PN 25 | no | 1
|  | (iii) PN 20 | no | 1
14.1.4 | Clean
| a) | 100 DN
|  | (i) PN 16 | no | 1
|  | (ii) PN 25 | no | 1
|  | (iii) PN 20 | no | 1
| b) | 150 DN
|  | (i) PN 16 | no | 1
|  | (ii) PN 25 | no | 1
|  | (iii) PN 20 | no | 1
| c) | 200 DN
|  | (i) PN 16 | no | 1
|  | (ii) PN 25 | no | 1
|  | (iii) PN 20 | no | 1
14.1.5 | Inspect
| a) | 100 DN
|  | (i) PN 16 | no | 1
|  | (ii) PN 25 | no | 1
|  | (iii) PN 20 | no | 1
| b) | 150 DN
|  | (i) PN 16 | no | 1
|  | (ii) PN 25 | no | 1
|  | (iii) PN 20 | no | 1
| c) | 200 DN
|  | (i) PN 16 | no | 1
|  | (ii) PN 25 | no | 1
|  | (iii) PN 20 | no | 1
14.1.6 | Submit inspection report
| a) | 100 DN
|  | (i) PN 16 | no | 1
|  | (ii) PN 25 | no | 1
|  | (iii) PN 20 | no | 1
| b) | 150 DN
|  | (i) PN 16 | no | 1
| c) | 200 DN
|  | (i) PN 16 | no | 1
|  | (ii) PN 25 | no | 1
|  | (iii) PN 20 | no | 1
14.1.7 | Lap
| a) | 100 DN
|  | (i) PN 16 | no | 1
|  | (ii) PN 25 | no | 1
|  | (iii) PN 20 | no | 1
| b) | 150 DN
|  | (i) PN 16 | no | 1
|  | (ii) PN 25 | no | 1
|  | (iii) PN 20 | no | 1
| c) | 200 DN
|  | (i) PN 16 | no | 1
|  | (ii) PN 25 | no | 1
|  | (iii) PN 20 | no | 1
14.1.8 | Re-blast
| a) | 100 DN
|  | (i) PN 16 | no | 1
|  | (ii) PN 25 | no | 1
|  | (iii) PN 20 | no | 1
| b) | 150 DN
|  | (i) PN 16 | no | 1
|  | (ii) PN 25 | no | 1
|  | (iii) PN 20 | no | 1
| c) | 200 DN
|  | (i) PN 16 | no | 1
|  | (ii) PN 25 | no | 1
|  | (iii) PN 20 | no | 1
14.1.9 | Epoxy coat (min thickness 300 micron)
| a) | 100 DN
|  | (i) PN 16 | no | 1
|  | (ii) PN 25 | no | 1
|  | (iii) PN 20 | no | 1
| b) | 150 DN
|  | (i) PN 16 | no | 1
|  | (ii) PN 25 | no | 1
|  | (iii) PN 20 | no | 1
| c) | 200 DN
|  | (i) PN 16 | no | 1
|  | (ii) PN 25 | no | 1
|  | (iii) PN 20 | no | 1
14.1.10 | Reassemble
| a) | 100 DN
|  | (i) PN 16 | no | 1
|  | (ii) PN 25 | no | 1
|  | (iii) PN 20 | no | 1
| b) | 150 DN
|  | (i) PN 16 | no | 1
|  | (ii) PN 25 | no | 1
|  | (iii) PN 20 | no | 1
| c) | 200 DN
|  | (i) PN 16 | no | 1
|  | (ii) PN 25 | no | 1
|  | (iii) PN 20 | no | 1
14.1.11 | Pressure test
| a) | 100 DN
|  | (i) PN 16 | no | 1
|  | (ii) PN 25 | no | 1
|  | (iii) PN 20 | no | 1
| b) | 150 DN
|  | (i) PN 16 | no | 1
|  | (ii) PN 25 | no | 1
|  | (iii) PN 20 | no | 1
| c) | 200 DN
|  | (i) PN 16 | no | 1
|  | (ii) PN 25 | no | 1
|  | (iii) PN 20 | no | 1
14.1.12 | Submit pressure test certificate
| a) | 100 DN
|  | (i) PN 16 | no | 1
|  | (ii) PN 25 | no | 1
|  | (iii) PN 20 | no | 1
| b) | 150 DN
|  | (i) PN 16 | no | 1
|  | (ii) PN 25 | no | 1
|  | (iii) PN 20 | no | 1
| c) | 200 DN
|  | (i) PN 16 | no | 1
|  | (ii) PN 25 | no | 1
|  | (iii) PN 20 | no | 1
14.1.13 | Install
| a) | 100 DN
|  | (i) PN 16 | no | 1
|  | (ii) PN 25 | no | 1
|  | (iii) PN 20 | no | 1
| b) | 150 DN
|  | (i) PN 16 | no | 1
|  | (ii) PN 25 | no | 1
|  | (iii) PN 20 | no | 1
| c) | 200 DN
|  | (i) PN 16 | no | 1
|  | (ii) PN 25 | no | 1
|  | (iii) PN 20 | no | 1
14.1.14 | Commission
| a) | 100 DN
|  | (i) PN 16 | no | 1
|  | (ii) PN 25 | no | 1
|  | (iii) PN 20 | no | 1
| b) | 150 DN
|  | (i) PN 16 | no | 1
|  | (ii) PN 25 | no | 1
|  | (iii) PN 20 | no | 1
| c) | 200 DN
|  | (i) PN 16 | no | 1
|  | (ii) PN 25 | no | 1
|  | (iii) PN 20 | no | 1
14.2 | Supply, install and commission the following
completely new gear operated (with handwheel)
wafer type butterfly valves:
| a) | 100 DN
|  | (i) PN 16 | no | 1
|  | (ii) PN 25 | no | 1
|  | (iii) PN 20 | no | 1
| b) | 150 DN
|  | (i) PN 16 | no | 1
|  | (ii) PN 25 | no | 1
|  | (iii) PN 20 | no | 1
| c) | 200 DN
|  | (i) PN | no | 1
|  | (ii) PN 25 | no | 1
|  | (iii) PN 20 | no | 1
14.3 | Mark-up rates
14.3.1 | Percentage mark-up on rates listed on term contracts |  | % | 20000
14.3.2 | Percentage mark-up on items (with attached invoices) approved by the Employer or his representative for materials, (other than those set out in this list) used in execution of work ordered by the Employer. |  | % | 20000
14.4 | Tip trucks
| (a) 6 m3 |  | h | 1
| (b) 10 m3 |  | h | 1
14.5 | Flat bed trucks
| (a) 5t |  | km | 1
| (b) 7t |  | km | 1
14.6 | LDV
| (a) 2 x 2WD |  | km | 1
| (b) 2 x 2WD |  | km | 1
SUB TOTAL 14

## 15.BUTTERFLY VALVES (DOUBLE FLA
ITEM NO | DESCRIPTION |  | UNIT | QTY | RATE | AMOUNT
15. | BUTTERFLY VALVES (Double Flanged)
Gear operated, with or without actuator.
Note:
Rates to include the cost of all staff required plus overheads where appropriate and the guarantee of all parts, materials and workmanship, but ex clude the cost of spares unless the latter is specified.
15.1 | Servicing and repair of existing valves in the following dia-
meters and pressure ratings:
15.1.1 | Remove valve
| a) | 100 DN
|  | (i) PN 16 | no | 1
|  | (ii) PN 25 | no | 1
|  | (iii) PN 20 | no | 1
| b) | 150 DN
|  | (i) PN 16 | no | 1
|  | (ii) PN 25 | no | 1
|  | (iii) PN 20 | no | 1
| c) | 200 DN
|  | (i) PN 16 | no | 1
|  | (ii) PN 25 | no | 1
|  | (iii) PN 20 | no | 1
| d) | 250 DN
|  | (i) PN 16 | no | 1
|  | (ii) PN 25 | no | 1
|  | (iii) PN 20 | no | 1
| e) | 300 DN
|  | (i) PN 16 | no | 1
|  | (ii) PN 25 | no | 1
|  | (iii) PN 20 | no | 1
| f) | 350 DN
|  | (i) PN 16 | no | 1
|  | (ii) PN 25 | no | 1
|  | (iii) PN 20 | no | 1
15.1.2 | Dismantle
| a) | 100 DN
|  | (i) PN 16 | no | 1
|  | (ii) PN 25 | no | 1
| (iii) PN 20 |  | no | 1
| b) | 150 DN
|  | (i) PN 16 | no | 1
|  | (ii) PN 25 | no | 1
|  | (iii) PN 20 | no | 1
| c) | 200 DN
|  | (i) PN 16 | no | 1
|  | (ii) PN 25 | no | 1
|  | (iii) PN 20 | no | 1
| d) | 250 DN
|  | (i) PN 16 | no | 1
|  | (ii) PN 25 | no | 1
|  | (iii) PN 20 | no | 1
| e) | 300 DN
|  | (i) PN 16 | no | 1
|  | (ii) PN 25 | no | 1
|  | (iii) PN 20 | no | 1
| f) | 350 DN
|  | (i) PN 16 | no | 1
|  | (ii) PN 25 | no | 1
|  | (iii) PN 20 | no | 1
15.1.3 | Blast
| a) | 100 DN
|  | (i) PN 16 | no | 1
|  | (ii) PN 25 | no | 1
|  | (iii) PN 20 | no | 1
| b) | 150 DN
|  | (i) PN 16 | no | 1
|  | (ii) PN 25 | no | 1
|  | (iii) PN 20 | no | 1
| c) | 200 DN
|  | (i) PN 16 | no | 1
|  | (ii) PN 25 | no | 1
|  | (iii) PN 20 | no | 1
| d) | 250 DN
|  | (i) PN 16 | no | 1
|  | (ii) PN 25 | no | 1
|  | (iii) PN 20 | no | 1
| e) | 300 DN
|  | (i) PN 16 | no | 1
| (ii) PN 25 |  | no | 1
|  | (iii) PN 20 | no | 1
| f) | 350 DN
|  | (i) PN 16 | no | 1
|  | (ii) PN 25 | no | 1
|  | (iii) PN 20 | no | 1
15.1.4 | Clean
| a) | 100 DN
|  | (i) PN 16 | no | 1
|  | (ii) PN 25 | no | 1
|  | (iii) PN 20 | no | 1
| b) | 150 DN
|  | (i) PN 16 | no | 1
|  | (ii) PN 25 | no | 1
|  | (iii) PN 20 | no | 1
| c) | 200 DN
|  | (i) PN 16 | no | 1
|  | (ii) PN 25 | no | 1
|  | (iii) PN 20 | no | 1
| d) | 250 DN
|  | (i) PN 16 | no | 1
|  | (ii) PN 25 | no | 1
|  | (iii) PN 20 | no | 1
| e) | 300 DN
|  | (i) PN 16 | no | 1
|  | (ii) PN 25 | no | 1
|  | (iii) PN 20 | no | 1
| f) | 350 DN
|  | (i) PN 16 | no | 1
|  | (ii) PN 25 | no | 1
|  | (iii) PN 20 | no | 1
15.1.5 | Inspect
| a) | 100 DN |  | 1
|  | (i) PN 16 | no | 1
|  | (ii) PN 25 | no | 1
|  | (iii) PN 20 | no | 1
| b) | 150 DN
|  | (i) PN 16 | no | 1
|  | (ii) PN 25 | no | 1
|  | (iii) PN 20 | no | 1
| c) | 200 DN
| (i) PN 16 |  | no | 1
|  | (ii) PN 25 | no | 1
|  | (iii) PN 20 | no | 1
| d) | 250 DN
|  | (i) PN 16 | no | 1
|  | (ii) PN 25 | no | 1
|  | (iii) PN 20 | no | 1
| e) | 300 DN
|  | (i) PN 16 | no | 1
|  | (ii) PN 25 | no | 1
|  | (iii) PN 20 | no | 1
| f) | 350 DN
|  | (i) PN 16 | no | 1
|  | (ii) PN 25 | no | 1
|  | (iii) PN 20 | no | 1
15.1.6 | Submit inspection report
| a) | 100 DN
|  | (i) PN 16 | no | 1
|  | (ii) PN 25 | no | 1
|  | (iii) PN 20 | no | 1
| b) | 150 DN
|  | (i) PN 16 | no | 1
|  | (ii) PN 25 | no | 1
|  | (iii) PN 20 | no | 1
| c) | 200 DN
|  | (i) PN 16 | no | 1
|  | (ii) PN 25 | no | 1
|  | (iii) PN 20 | no | 1
| d) | 250 DN
|  | (i) PN 16 | no | 1
|  | (ii) PN 25 | no | 1
|  | (iii) PN 20 | no | 1
| e) | 300 DN
|  | (i) PN 16 | no | 1
|  | (ii) PN 25 | no | 1
|  | (iii) PN 20 | no | 1
| f) | 350 DN
|  | (i) PN 16 | no | 1
|  | (ii) PN 25 | no | 1
|  | (iii) PN 20 | no | 1
15.1.7 | Lap
| a) | 100 DN
|  | (i) PN 16 | no | 1
|  | (ii) PN 25 | no | 1
|  | (iii) PN 20 | no | 1
| b) | 150 DN
|  | (i) PN 16 | no | 1
|  | (ii) PN 25 | no | 1
|  | (iii) PN 20 | no | 1
| c) | 200 DN
|  | (i) PN 16 | no | 1
|  | (ii) PN 25 | no | 1
|  | (iii) PN 20 | no | 1
| d) | 250 DN
|  | (i) PN 16 | no | 1
|  | (ii) PN 25 | no | 1
|  | (iii) PN 20 | no | 1
| e) | 300 DN
|  | (i) PN 16 | no | 1
|  | (ii) PN 25 | no | 1
|  | (iii) PN 20 | no | 1
| f) | 350 DN
|  | (i) PN 16 | no | 1
|  | (ii) PN 25 | no | 1
|  | (iii) PN 20 | no | 1
15.1.8 | Re-blast
| a) | 100 DN
|  | (i) PN 16 | no | 1
|  | (ii) PN 25 | no | 1
|  | (iii) PN 20 | no | 1
| b) | 150 DN
|  | (i) PN 16 | no | 1
|  | (ii) PN 25 | no | 1
|  | (iii) PN 20 | no | 1
| c) | 200 DN
|  | (i) PN 16 | no | 1
|  | (ii) PN 25 | no | 1
|  | (iii) PN 20 | no | 1
| d) | 250 DN
|  | (i) PN 16 | no | 1
|  | (ii) PN 25 | no | 1
| (iii) PN 20 |  | no | 1
| e) | 300 DN
|  | (i) PN 16 | no | 1
|  | (ii) PN 25 | no | 1
|  | (iii) PN 20 | no | 1
| f) | 350 DN
|  | (i) PN 16 | no | 1
|  | (ii) PN 25 | no | 1
|  | (iii) PN 20 | no | 1
15.1.9 | Epoxy coat (min thickness 300 micron)
| a) | 100 DN
|  | (i) PN 16 | no | 1
|  | (ii) PN 25 | no | 1
|  | (iii) PN 20 | no | 1
| b) | 150 DN
|  | (i) PN 16 | no | 1
|  | (ii) PN 25 | no | 1
|  | (iii) PN 20 | no | 1
| c) | 200 DN
|  | (i) PN 16 | no | 1
|  | (ii) PN 25 | no | 1
|  | (iii) PN 20 | no | 1
| d) | 250 DN
|  | (i) PN 16 | no | 1
|  | (ii) PN 25 | no | 1
|  | (iii) PN 20 | no | 1
| e) | 300 DN
|  | (i) PN 16 | no | 1
|  | (ii) PN 25 | no | 1
|  | (iii) PN 20 | no | 1
| f) | 350 DN
|  | (i) PN 16 | no | 1
|  | (ii) PN 25 | no | 1
|  | (iii) PN 20 | no | 1
15.1.10 | Reassemble
| a) | 100 DN
|  | (i) PN 16 | no | 1
|  | (ii) PN 25 | no | 1
|  | (iii) PN 20 | no | 1
| b) | 150 DN
|  | (i) PN 16 | no | 1
|  | (ii) PN 25 | no | 1
|  | (iii) PN 20 | no | 1
| c) | 200 DN
|  | (i) PN 16 | no | 1
|  | (ii) PN 25 | no | 1
|  | (iii) PN 20 | no | 1
| d) | 250 DN
|  | (i) PN 16 | no | 1
|  | (ii) PN 25 | no | 1
|  | (iii) PN 20 | no | 1
| e) | 300 DN
|  | (i) PN 16 | no | 1
|  | (ii) PN 25 | no | 1
|  | (iii) PN 20 | no | 1
| f) | 350 DN
|  | (i) PN 16 | no | 1
|  | (ii) PN 25 | no | 1
|  | (iii) PN 20 | no | 1
15.1.11 | Pressure test
| a) | 100 DN
|  | (i) PN 16 | no | 1
|  | (ii) PN 25 | no | 1
|  | (iii) PN 20 | no | 1
| b) | 150 DN
|  | (i) PN 16 | no | 1
|  | (ii) PN 25 | no | 1
|  | (iii) PN 20 | no | 1
| c) | 200 DN
|  | (i) PN 16 | no | 1
|  | (ii) PN 25 | no | 1
|  | (iii) PN 20 | no | 1
| d) | 250 DN
|  | (i) PN 16 | no | 1
|  | (ii) PN 25 | no | 1
|  | (iii) PN 20 | no | 1
| e) | 300 DN | no | 1
(i) PN 16
|  | (ii) PN 25 | no | 1
|  | (iii) PN 20 | no | 1
| f) | 350 DN
|  | (i) PN 16 | no | 1
|  | (ii) PN 25 | no | 1
|  | (iii) PN 20 | no | 1
15.1.12 | Submit pressure test certificate
| a) | 100 DN
|  | (i) PN 16 | no | 1
|  | (ii) PN 25 | no | 1
|  | (iii) PN 20 | no | 1
| b) | 150 DN
|  | (i) PN 16 | no | 1
|  | (ii) PN 25 | no | 1
|  | (iii) PN 20 | no | 1
| c) | 200 DN
|  | (i) PN 16 | no | 1
|  | (ii) PN 25 | no | 1
|  | (iii) PN 20 | no | 1
| d) | 250 DN
|  | (i) PN 16 | no | 1
|  | (ii) PN 25 | no | 1
|  | (iii) PN 20 | no | 1
| e) | 300 DN
|  | (i) PN 16 | no | 1
|  | (ii) PN 25 | no | 1
|  | (iii) PN 20 | no | 1
| f) | 350 DN
|  | (i) PN 16 | no | 1
|  | (ii) PN 25 | no | 1
|  | (iii) PN 20 | no | 1
15.1.13 | Install
| a) | 100 DN
|  | (i) PN 16 | no | 1
|  | (ii) PN 25 | no | 1
|  | (iii) PN 20 | no | 1
| b) | 150 DN
|  | (i) PN 16 | no | 1
|  | (ii) PN 25 | no | 1
| (iii) PN 20 |  | no | 1
| c) | 200 DN
|  | (i) PN 16 | no | 1
|  | (ii) PN 25 | no | 1
|  | (iii) PN 20 | no | 1
| d) | 250 DN
|  | (i) PN 16 | no | 1
|  | (ii) PN 25 | no | 1
|  | (iii) PN 20 | no | 1
| e) | 300 DN
|  | (i) PN 16 | no | 1
|  | (ii) PN 25 | no | 1
|  | (iii) PN 20 | no | 1
| f) | 350 DN
|  | (i) PN 16 | no | 1
|  | (ii) PN 25 | no | 1
|  | (iii) PN 20 | no | 1
15.1.14 | Commission
| a) | 100 DN
|  | (i) PN 16 | no | 1
|  | (ii) PN 25 | no | 1
|  | (iii) PN 20 | no | 1
| b) | 150 DN
|  | (i) PN 16 | no | 1
|  | (ii) PN 25 | no | 1
|  | (iii) PN 20 | no | 1
| c) | 200 DN
|  | (i) PN 16 | no | 1
|  | (ii) PN 25 | no | 1
|  | (iii) PN 20 | no | 1
| d) | 250 DN
|  | (i) PN 16 | no | 1
|  | (ii) PN 25 | no | 1
|  | (iii) PN 20 | no | 1
| e) | 300 DN
|  | (i) PN 16 | no | 1
|  | (ii) PN 25 | no | 1
|  | (iii) PN 20 | no | 1
| f) | 350 DN
|  | (i) PN 16 | no | 1
|  | (ii) PN 25 | no | 1
|  | (iii) PN 20 | no | 1
15.2 | Supply, install and commission the following
completely new gear operated (with handwheel)
double flanged butterfly valves:
| a) | 100 DN
|  | i) PN 16 | no | 1
|  | ii) PN 25 | no | 1
|  | iii) PN 20 | no | 1
Name of Valve Manufacturer:
| b) | 150 DN
|  | i) PN 16 | no | 1
|  | ii) PN 25 | no | 1
|  | iii) PN 20 | no | 1
| c) | 200 DN
|  | i) PN 16 | no | 1
|  | ii) PN 25 | no | 1
|  | iii) PN 20 | no | 1
| d) | 250 DN
|  | ii) PN 25 | no | 1
|  | iii) PN 20 | no | 1
| e) | 300 DN
|  | i) PN 16 | no | 1
|  | ii) PN 25 | no | 1
|  | iii) PN 20 | no | 1
| f) | 350 DN
|  | i) PN 16 | no | 1
|  | ii) PN 25 | no | 1
|  | iii) PN 20 | no | 1
15.3 | Mark-up rates
15.3.1 | Percentage mark-up on rates listed on term contracts |  | % | 30000
15.3.2 | Percentage mark-up on items (with attached invoices) approved by the Employer or his representative for materials, (other that those set out in this list) used in execution of work ordered by the Employer |  | % | 50000
ITEM NO | DESCRIPTION | UNIT |  | QTY | RATE | AMOUNT
5.3.3 | Tip trucks | % |  | R100 000
| (a) 6 m3 | h |  | 1
| (b) 10 m3 | h |  | 1
Flat bed trucks
| (a) 5t | km |  | 1
| (b) 7t | km |  | 1
LDV
| (a) 2 x 2WD | km |  | 1
| (b) 2 x 2WD | km |  | 1
SUB TOTAL 15

## 16.WATERWORKS GATE VALVES
ITEM NO. | DESCRIPTION |  | UNIT | QTY | RATE | AMOUNT
16. | Valves fitted with wedge gates. Valves in compliance
with SABS 662, waterworks applications with plain thrust collar, non-rising spindle and flanged ends.
Note:
Rates to include the cost of all staff required plus overheads where appropriate and the guarantee of all parts, materials and workmanship, but ex clude the cost of spares unless the latter is specified.
16.1 | Servicing and repair of valves in the following dia-
meters and pressure ratings:
16.1.1 | Remove valve
| a) | 80 DN
|  | (i) PN 10 | no | 1
|  | (ii) PN 16 | no | 1
|  | (iii) PN 25 | no | 1
| b) | 100 DN
|  | (i) PN 10 | no | 1
|  | (ii) PN 16 | no | 1
|  | (iii) PN 25 | no | 1
| c) | 150 DN
|  | (i) PN 10 | no | 1
|  | (ii) PN 16 | no | 1
|  | (iii) PN 25 | no | 1
| d) | 200 DN
|  | (i) PN 10 | no | 1
|  | (ii) PN 16 | no | 1
|  | (iii) PN 25 | no | 1
16.1.2 | Transport from site
| a) | 80 DN
|  | (i) PN 10 | no | 1
|  | (ii) PN 16 | no | 1
|  | (iii) PN 25 | no | 1
| b) | 100 DN
| (i) PN 10 |  | no | 1
| (ii) PN 16 |  | no | 1
|  | (iii) PN 25 | no | 1
| c) | 150 DN
|  | (i) PN 10 | no | 1
|  | (ii) PN 16 | no | 1
|  | (iii) PN 25 | no | 1
| d) | 200 DN
|  | (i) PN 10 | no | 1
|  | (ii) PN 16 | no | 1
|  | (iii) PN 25 | no | 1
16.1.3 | Dismantle
| a) | 80 DN
|  | (i) PN 10 | no | 1
|  | (ii) PN 16 | no | 1
|  | (iii) PN 25 | no | 1
| b) | 100 DN
|  | (i) PN 10 | no | 1
|  | (ii) PN 16 | no | 1
|  | (iii) PN 25 | no | 1
| c) | 150 DN
|  | (i) PN 10 | no | 1
|  | (ii) PN 16 | no | 1
|  | (iii) PN 25 | no | 1
| d) | 200 DN
|  | (i) PN 10 | no | 1
|  | (ii) PN 16 | no | 1
16.1.4 | Blast | (iii) PN 25 | no | 1
| a) | 80 DN
|  | (i) PN 10 | no | 1
|  | (ii) PN 16 | no | 1
|  | (iii) PN 25 | no | 1
| b) | 100 DN
|  | (i) PN 10 | no | 1
|  | (ii) PN 16 | no | 1
|  | (iii) PN 25 | no | 1
| c) | 150 DN
|  | (i) PN 10 | no | 1
|  | (ii) PN 16 | no | 1
|  | (iii) PN 25 | no | 1
| d) | 200 DN
|  | (i) PN 10 | no | 1
|  | (ii) PN 16 | no | 1
|  | (iii) PN 25 | no | 1
16.1.5 | Clean
| a) | 80 DN
|  | (i) PN 10 | no | 1
|  | (ii) PN 16 | no | 1
|  | (iii) PN 25 | no | 1
| b) | 100 DN
|  | (i) PN 10 | no | 1
|  | (ii) PN 16 | no | 1
|  | (iii) PN 25 | no | 1
| c) | 150 DN
|  | (i) PN 10 | no | 1
|  | (ii) PN 16 | no | 1
|  | (iii) PN 25 | no | 1
| d) | 200 DN
|  | (i) PN 10 | no | 1
|  | (ii) PN 16 | no | 1
|  | (iii) PN 25 | no | 1
16.1.6 | Inspect
| a) | 80 DN
|  | (i) PN 10 | no | 1
|  | (ii) PN 16 | no | 1
|  | (iii) PN 25 | no | 1
| b) | 100 DN
|  | (i) PN 10 | no | 1
|  | (ii) PN 16 | no | 1
|  | (iii) PN 25 | no | 1
| c) | 150 DN
|  | (i) PN 10 | no | 1
|  | (ii) PN 16 | no | 1
|  | (iii) PN 25 | no | 1
|  | (i) PN 10 | no | 1
|  | (ii) PN 16 | no | 1
|  | (iii) PN 25 | no | 1
16.1.7 | Submit inspection report
| a) | 80 DN
|  | (i) PN 10 | no | 1
|  | (ii) PN 16 | no | 1
|  | (iii) PN 25 | no | 1
| b) | 100 DN
|  | (i) PN 10 | no | 1
|  | (ii) PN 16 | no | 1
|  | (iii) PN 25 | no | 1
| c) | 150 DN |  | 1
|  | (i) PN 10 | no | 1
|  | (ii) PN 16 | no | 1
|  | (iii) PN 25 | no | 1
| d) | 200 DN
|  | (i) PN 10 | no | 1
|  | (ii) PN 16 | no | 1
|  | (iii) PN 25 | no | 1
16.1.8 | Lap
| a) | 80 DN
|  | (i) PN 10 | no | 1
|  | (ii) PN 16 | no | 1
|  | (iii) PN 25 | no | 1
| b) | 100 DN
|  | (i) PN 10 | no | 1
|  | (ii) PN 16 | no | 1
|  | (iii) PN 25 | no | 1
| c) | 150 DN
|  | (i) PN 10 | no | 1
|  | (ii) PN 16 | no | 1
|  | (iii) PN 25 | no | 1
| d) | 200 DN
| (i) PN 10 |  | no | 1
| (ii) PN 16 |  | no | 1
|  | (iii) PN 25 | no | 1
16.1.9 | Re-blast
| a) | 80 DN
|  | (i) PN 10 | no | 1
|  | (ii) PN 16 | no | 1
|  | (iii) PN 25 | no | 1
| b) | 100 DN
|  | (i) PN 10 | no | 1
|  | (ii) PN 16 | no | 1
|  | (iii) PN 25 | no | 1
| c) | 150 DN
|  | (i) PN 10 | no | 1
|  | (ii) PN 16 | no | 1
|  | (iii) PN 25 | no | 1
| d) | 200 DN
|  | (i) PN 10 | no | 1
|  | (ii) PN 16 | no | 1
|  | (iii) PN 25 | no | 1
16.1.10 | Epoxy coat (min thickness 300 micron)
| a) | 80 DN
|  | (i) PN 10 | no | 1
|  | (ii) PN 16 | no | 1
|  | (iii) PN 25 | no | 1
| b) | 100 DN
|  | (i) PN 10 | no | 1
|  | (ii) PN 16 | no | 1
|  | (iii) PN 25 | no | 1
| c) | 150 DN
|  | (i) PN 10 | no | 1
|  | (ii) PN 16 | no | 1
|  | (iii) PN 25 | no | 1
| (i) PN 10 |  | no | 1
| (ii) PN 16 |  | no | 1
|  | (iii) PN 25 | no | 1
16.1.11 | Reassemble
| a) | 80 DN
|  | (i) PN 10 | no | 1
|  | (ii) PN 16 | no | 1
|  | (iii) PN 25 | no | 1
| b) | 100 DN
|  | (i) PN 10 | no | 1
|  | (ii) PN 16 | no | 1
|  | (iii) PN 25 | no | 1
| c) | 150 DN
|  | (i) PN 10 | no | 1
|  | (ii) PN 16 | no | 1
|  | (iii) PN 25 | no | 1
| d) | 200 DN
|  | (i) PN 10 | no | 1
1
|  | (ii) PN 16 | no | 1
|  | (iii) PN 25 | no | 1
16.1.12 | Pressure test
| a) | 80 DN
|  | (i) PN 10 | no | 1
|  | (ii) PN 16 | no | 1
|  | (iii) PN 25 | no | 1
| b) | 100 DN
|  | (i) PN 10 | no | 1
|  | (ii) PN 16 | no | 1
|  | (iii) PN 25 | no | 1
| c) | 150 DN
|  | (i) PN 10 | no | 1
|  | (ii) PN 16 | no | 1
| (iii) PN 25 |  | no | 1
| d) | 200 DN
|  | (i) PN 10 | no | 1
|  | (ii) PN 16 | no | 1
|  | (iii) PN 25 | no | 1
16.1.13 | Submit pressure test certificate
| a) | 80 DN
|  | (i) PN 10 | no | 1
|  | (ii) PN 16 | no | 1
|  | (iii) PN 25 | no | 1
| b) | 100 DN
|  | (i) PN 10 | no | 1
|  | (ii) PN 16 | no | 1
|  | (iii) PN 25 | no | 1
| c) | 150 DN
|  | (i) PN 10 | no | 1
|  | (ii) PN 16 | no | 1
1
|  | (iii) PN 25 | no | 1
| d) | 200 DN
|  | (i) PN 10 | no | 1
|  | (ii) PN 16 | no | 1
|  | (iii) PN 25 | no | 1
16.1.14 | Transport to site
| a) | 80 DN
|  | (i) PN 10 | no | 1
|  | (ii) PN 16 | no | 1
|  | (iii) PN 25 | no | 1
| b) | 100 DN
|  | (i) PN 10 | no | 1
|  | (ii) PN 16 | no | 1
|  | (iii) PN 25 | no | 1
| c) | 150 DN
|  | (i) PN 10 | no | 1
|  | (ii) PN 16 | no | 1
|  | (iii) PN 25 | no | 1
| d) | 200 DN
|  | (i) PN 10 | no | 1
|  | (ii) PN 16 | no | 1
|  | (iii) PN 25 | no | 1
16.1.15 | Install
| a) | 80 DN
|  | (i) PN 10 | no | 1
|  | (ii) PN 16 | no | 1
|  | (iii) PN 25 | no | 1
| b) | 100 DN
|  | (i) PN 10 | no | 1
|  | (ii) PN 16 | no | 1
|  | (iii) PN 25 | no | 1
| c) | 150 DN
|  | (i) PN 10 | no | 1
|  | (ii) PN 16 | no | 1
|  | (iii) PN 25 | no | 1
| d) | 200 DN
|  | (i) PN 10 | no | 1
|  | (ii) PN 16 | no | 1
|  | (iii) PN 25 | no | 1
16.1.16 | Commission
| a) | 80 DN
|  | (i) PN 10 | no | 1
|  | (ii) PN 16 | no | 1
|  | (iii) PN 25 | no | 1
| b) | 100 DN |  | 1
|  | (i) PN 10 | no | 1
|  | (ii) PN 16 | no | 1
|  | (iii) PN 25 | no | 1
| c) | 150 DN
|  | (i) PN 10 | no | 1
|  | (ii) PN 16 | no | 1
|  | (iii) PN 25 | no | 1
| d) | 200 DN
| (i) PN 10 |  | no | 1
| (ii) PN 16 |  | no | 1
|  | (iii) PN 25 | no | 1
16.2 | Supply, install and commission the following gate valves fitted with wedge gates. Valves to comply with SABS 662, waterworks applications with cap top, plain thrust collar, non-rising spindle, clock- wise closing and having flanged ends:
| a) | 80 DN
|  | (i) PN 10 | no | 1
|  | (ii) PN 16 | no | 1
|  | (iii) PN 25 | no | 1
| b) | 100 DN
|  | (i) PN 10 | no | 1
|  | (ii) PN 16 | no | 1
|  | (iii) PN 25 | no | 1
| c) | 150 DN
|  | (i) PN 10 | no | 1
|  | (ii) PN 16 | no | 1
|  | (iii) PN 25 | no | 1
| d) | 200 DN
|  | (i) PN 10 | no | 1
|  | (ii) PN 16 | no | 1
|  | (iii) PN 25 | no | 1
16.3 | Specialist Dayworks ( compulsory)
16.3.1 | Dayworks labour by specialist valve subcontractor. |  | hr | 1
16.4 | Mark-up rates
16.4.1 | Percentage mark-up on rates listed on term contracts |  | % | R100 000
16.4.2 | Percentage mark-up on items (with attached invoices) approved by the Employer or his representative for materials, (other than those set out in this list) used in execution of work ordered by the Employer |  | % | R100 000
16.5 | Tip trucks
| (a) 6 m3 |  | h | 1
| (b) 10 m3 |  | h | 1
16.6 | Flat bed trucks
| (a) 5t |  | km | 1
| (b) 7t |  | km | 1
ITEM NO. | DESCRIPTION |  | QTY | QTY | RATE | AMOUNT
16.7 | LDV
| (a) 2 x 2WD |  | km | 1
| (b) 2 x 2WD |  | km | 1
SUB TOTAL16

## 17.RESILIENT SEAL GATE VALVES
ITEM NO. | DESCRIPTION |  | UNIT | QTY | RATE | AMOUNT
17. | WATERWORKS GATE VALVES
Valves fitted with wedge gates. Valves in compliancewith SABS 662, waterworks applications with plain thrust collar, non-rising spindle and flanged ends.
Note:
Rates to include the cost of all staff required plus overheads where appropriate and the guarantee of all parts, materials and workmanship, but exclude the cost of spares unless the latter is specified.
17.1 | Servicing and repair of valves in the following dia-
meters and pressure ratings:
17.1.1 | Remove valve
| a) | 80 DN
|  | (i) PN 10 | no | 1
|  | (ii) PN 16 | no | 1
|  | (iii) PN 25 | no | 1
| b) | 100 DN |  | 1
|  | (i) PN 10 | no | 1
|  | (ii) PN 16 | no | 1
|  | (iii) PN 25 | no | 1
| c) | 150 DN
|  | (i) PN 10 | no | 1
|  | (ii) PN 16 | no | 1
|  | (iii) PN 25 | no | 1
| d) | 200 DN
|  | (i) PN 10 | no | 1
|  | (ii) PN 16 | no | 1
|  | (iii) PN 25 | no | 1
17.1.2 | Dismantle
| a) | 80 DN |  | 1
|  | (i) PN 10 | no | 1
|  | (ii) PN 16 | no | 1
|  | (iii) PN 25 | no | 1
| b) | 100 DN
|  | (i) PN 10 | no | 1
| (ii) PN 16 |  | no | 1
|  | (iii) PN 25 | no | 1
| c) | 150 DN
|  | (i) PN 10 | no | 1
|  | (ii) PN 16 | no | 1
|  | (iii) PN 25 | no | 1
| d) | 200 DN |  | 1
|  | (i) PN 10 | no | 1
|  | (ii) PN 16 | no | 1
|  | (iii) PN 25 | no | 1
17.1.3 | Blast
| a) | 80 DN
|  | (i) PN 10 | no | 1
|  | (ii) PN 16 | no | 1
|  | (iii) PN 25 | no | 1
| b) | 100 DN
|  | (i) PN 10 | no | 1
|  | (ii) PN 16 | no | 1
|  | (iii) PN 25 | no | 1
| c) | 150 DN
|  | (i) PN 10 | no | 1
|  | (ii) PN 16 | no | 1
|  | (iii) PN 25 | no | 1
| d) | 200 DN
|  | (i) PN 10 | no | 1
|  | (ii) PN 16 | no | 1
|  | (iii) PN 25 | no | 1
17.1.4 | Clean
| a) | 80 DN
|  | (i) PN 10 | no | 1
|  | (ii) PN 16 | no | 1
|  | (iii) PN 25 | no | 1
| b) | 100 DN
|  | (i) PN 10 | no | 1
|  | (ii) PN 16 | no | 1
|  | (iii) PN 25 | no | 1
| c) | 150 DN
|  | (i) PN 10 | no | 1
|  | (ii) PN 16 | no | 1
|  | (iii) PN 25 | no | 1
| d) | 200 DN
|  | (i) PN 10 | no | 1
|  | (ii) PN 16 | no | 1
|  | (iii) PN 25 | no | 1
17.1.5 | Inspect
| a) | 80 DN
|  | (i) PN 10 | no | 1
|  | (ii) PN 16 | no | 1
|  | (iii) PN 25 | no | 1
| b) | 100 DN
|  | (i) PN 10 | no | 1
|  | (ii) PN 16 | no | 1
|  | (iii) PN 25 | no | 1
| c) | 150 DN
|  | (i) PN 10 | no | 1
|  | (ii) PN 16 | no | 1
|  | (iii) PN 25 | no | 1
| d) | 200 DN
|  | (i) PN 10 | no | 1
|  | (ii) PN 16 | no | 1
|  | (iii) PN 25 | no | 1
17.1.6 | Submit inspection report
| a) | 80 DN
|  | (i) PN 10 | no | 1
|  | (ii) PN 16 | no | 1
|  | (iii) PN 25 | no | 1
| b) | 100 DN
|  | (i) PN 10 | no | 1
|  | (ii) PN 16 | no | 1
|  | (iii) PN 25 | no | 1
| c) | 150 DN
|  | (i) PN 10 | no | 1
|  | (ii) PN 16 | no | 1
|  | (iii) PN 25 | no | 1
| d) | 200 DN
|  | (i) PN 10 | no | 1
|  | (ii) PN 16 | no | 1
|  | (iii) PN 25 | no | 1
17.1.7 | La p
| a) | 80 DN
|  | (i) PN 10 | no | 1
|  | (ii) PN 16 | no | 1
|  | (iii) PN 25 | no | 1
| b) | 100 DN
|  | (i) PN 10 | no | 1
|  | (ii) PN 16 | no | 1
|  | (iii) PN 25 | no | 1
| c) | 150 DN
|  | (i) PN 10 | no | 1
|  | (ii) PN 16 | no | 1
|  | (iii) PN 25 | no | 1
| d) | 200 DN
|  | (i) PN 10 | no | 1
|  | (ii) PN 16 | no | 1
|  | (iii) PN 25 | no | 1
17.1.8 | Re-blast
| a) | 80 DN
|  | (i) PN 10 | no | 1
|  | (ii) PN 16 | no | 1
|  | (iii) PN 25 | no | 1
| b) | 100 DN
|  | (i) PN 10 | no | 1
|  | (ii) PN 16 | no | 1
|  | (iii) PN 25 | no | 1
| c) | 150 DN
|  | (i) PN 10 | no | 1
|  | (ii) PN 16 | no | 1
|  | (iii) PN 25 | no | 1
| d) | 200 DN
|  | (i) PN 10 | no | 1
|  | (ii) PN 16 | no | 1
|  | (iii) PN 25 | no | 1
17.1.9 | Epoxy coat (min thickness 300 micron)
| a) | 80 DN
|  | (i) PN 10 | no | 1
|  | (ii) PN 16 | no | 1
|  | (iii) PN 25 | no | 1
| b) | 100 DN
|  | (i) PN 10 | no | 1
|  | (ii) PN 16 | no | 1
|  | (iii) PN 25 | no | 1
| c) | 150 DN
|  | (i) PN 10 | no | 1
|  | (ii) PN 16 | no | 1
|  | (iii) PN 25 | no | 1
| d) | 200 DN
|  | (i) PN 10 | no | 1
|  | (ii) PN 16 | no | 1
|  | (iii) PN 25 | no | 1
17.1.10 | Reassemble
| a) | 80 DN
|  | (i) PN 10 | no | 1
|  | (ii) PN 16 | no | 1
|  | (iii) PN 25 | no | 1
| b) | 100 DN
|  | (i) PN 10 | no | 1
|  | (ii) PN 16 | no | 1
|  | (iii) PN 25 | no | 1
| c) | 150 DN
|  | (i) PN 10 | no | 1
|  | (ii) PN 16 | no | 1
|  | (iii) PN 25 | no | 1
| d) | 200 DN
|  | (i) PN 10 | no | 1
|  | (ii) PN 16 | no | 1
|  | (iii) PN 25 | no | 1
17.1.11 | Pressure test
| a) | 80 DN
|  | (i) PN 10 | no | 1
|  | (ii) PN 16 | no | 1
|  | (iii) PN 25 | no | 1
| b) | 100 DN
|  | (i) PN 10 | no | 1
|  | (ii) PN 16 | no | 1
|  | (iii) PN 25 | no | 1
| c) | 150 DN
|  | (i) PN 10 | no | 1
|  | (ii) PN 16 | no | 1
|  | (iii) PN 25 | no | 1
| d) | 200 DN
|  | (i) PN 10 | no | 1
|  | (ii) PN 16 | no | 1
|  | (iii) PN 25 | no | 1
17.1.12 | Submit pressure test certificate
| a) | 80 DN
|  | (i) PN 10 | no | 1
|  | (ii) PN 16 | no | 1
|  | (iii) PN 25 | no | 1
| b) | 100 DN
|  | (i) PN 10 | no | 1
|  | (ii) PN 16 | no | 1
|  | (iii) PN 25 | no | 1
| c) | 150 DN
|  | (i) PN 10 | no | 1
|  | (ii) PN 16 | no | 1
|  | (iii) PN 25 | no | 1
| d) | 200 DN
|  | (i) PN 10 | no | 1
|  | (ii) PN 16 | no | 1
|  | (iii) PN 25 | no | 1
17.1.13 | Install
| a) | 80 DN
|  | (i) PN 10 | no | 1
|  | (ii) PN 16 | no | 1
|  | (iii) PN 25 | no | 1
| b) | 100 DN
|  | (i) PN 10 | no | 1
|  | (ii) PN 16 | No | 1
|  | (iii) PN 25 | No | 1
| c) | 150 DN
|  | (i) PN 10 | No | 1
|  | (ii) PN 16 | No | 1
|  | (iii) PN 25 | no | 1
| d) | 200 DN
|  | (i) PN 10 | no | 1
|  | (ii) PN 16 | no | 1
|  | (iii) PN 25 | no | 1
17.1.14 | Commission
| a) | 80 DN
|  | (i) PN 10 | no | 1
|  | (ii) PN 16 | no | 1
|  | (iii) PN 25 | no | 1
| b) | 100 DN
|  | (i) PN 10 | no | 1
|  | (ii) PN 16 | no | 1
|  | (iii) PN 25 | no | 1
| c) | 150 DN
|  | (i) PN 10 | no | 1
|  | (ii) PN 16 | no | 1
|  | (iii) PN 25 | no | 1
| d) | 200 DN
|  | (i) PN 10 | no | 1
|  | (ii) PN 16 | no | 1
|  | (iii) PN 25 | no | 1
17.2 | Supply, install and commission the following gate
valves fitted with wedge gates. Valves to comply
with SABS 662, waterworks applications with cap
top, plain thrust collar, non-rising spindle, clock-
wise closing and having flanged ends:
| a) | 80 DN
|  | (i) PN 10 | no | 1
|  | (ii) PN 16 | no | 1
|  | (iii) PN 25 | no | 1
| b) | 100 DN
|  | (i) PN 10 | no | 1
|  | (ii) PN 16 | no | 1
|  | (iii) PN 25 | no | 1
| c) | 150 DN
|  | (i) PN 10 | no | 1
|  | (ii) PN 16 | no | 1
|  | (iii) PN 25 | no | 1
| d) | 200 DN
|  | (i) PN 10 | no | 1
|  | (ii) PN 16 | no | 1
|  | (iii) PN 25 | no | 1
17.3 | Mark-up rates
17.3.1 | Percentage mark-up on rates listed on term contracts |  | % | 150000
17.3.2 | Percentage mark-up on items (with attached invoices) approved by the
Employer or his representative for materials, (other than those set out in
| this list) used in execution of work ordered by the Employer |  | % | 150000
17.3.3 | Tip trucks
| (a) 6 m3 |  | h | 1
| (b) 10 m3 |  | h | 1
17.3.4 | Flat bed trucks
| (a) 5t |  | km | 1
| (b) 7t |  | km | 1
17.3.5 | LDV
| (a) 2 x 2WD |  | km | 1
| (b) 2 x 2WD |  | km | 1
SUB TOTAL 17

## 18.WAFER PATTERN CHECK VALVES
ITEM NO. | DESCRIPTION |  | UNIT | QTY | RATE | AMOUNT
18. | WAFER PATTERN CHECK VALVES
Compact, single door, wafer pattern check valves.
Note:
Rates to include the cost of all staff required plus overheads where appropriate and the guarantee of all parts, materials and workmanship, but exclude the cost of spares unless the latter is specified.
18.1 | Servicing and repair of valves in the following diameters and pressure rating PN25
18.1.1 | Remove valve
| a) | 100 DN | no | 1
| b) | 150 DN | no | 1
| c) | 200DN | no | 1
18.1.2 | Dismantle
| a) | 100 DN | no | 1
| b) | 150 DN | no | 1
| c) | 200DN | no | 1
18.1.3 | Blast
| a) | 100 DN | no | 1
| b) | 150 DN | no | 1
| c) | 200DN | no | 1
18.1.4 | Clean
| a) | 100 DN | no | 1
| b) | 150 DN | no | 1
| c) | 200DN | no | 1
18.1.5 | Inspect
| a) | 100 DN | no | 1
| b) | 150 DN | no | 1
| c) | 200DN | no | 1
18.1.6 | Submit inspection report
| a) | 100 DN | no | 1
| b) | 150 DN | no | 1
| c) | 200DN | no | 1
18.1.7 | Epoxy coat (min thickness 300 micron)
| a) | 100 DN | no | 1
| b) | 150 DN | no | 1
| c) | 200DN | no | 1
18.1.8 | Reassemble
| a) | 100 DN | no | 1
| b) | 150 DN | no | 1
| c) | 200DN | no | 1
18.1.9 | Pressure test
| a) | 100 DN | no | 1
| b) | 150 DN | no | 1
| c) | 200DN | no | 1
18.1.10 | Submit pressure test certificate
| a) | 100 DN | no | 1
| b) | 150 DN | no | 1
| c) | 200DN | no | 1
18.1.11 | Install
| a) | 100 DN | no | 1
| b) | 150 DN | no | 1
| c) | 200DN | no | 1
18.1.12 | Commission
| a) | 100 DN | no | 1
| b) | 150 DN | no | 1
| c) | 200DN | no | 1
18.2 | Supply, install and commission the following completely new compact wafer pattern check valves, having a free unobstructed orifice when open. Valve to have a cast iron body, a single stainless steel disc with torsion spring and inserted seat with sealing O-ring. Valve suitable for installation between the specified flange pressure ratings.
| a) | 100 DN
|  | (i) PN 25 | no | 1
|  | (ii) PN 20 | no | 1
| b) | 150 DN
|  | (i) PN 25 | no | 1
|  | (ii) PN 20 | no | 1
| c) | 200 DN
|  | (i) PN 25 | no | 1
|  | (ii) PN 20 | no | 1
18.3 | Mark-up rates
18.3.1 | Percentage mark-up on rates listed on term contracts |  | % | 50000
18.3.2 | Percentage mark-up on items (with attached invoices) approved by the Employer or his representative for materials, (other than those set out in this list) used in execution of work ordered by the Employer |  | % | 50000
18.3.3 | Tip trucks
| (a) 6 m3 |  | h | 1
| (b) 10 m3 |  | h | 1
18.3.4 | Flat bed trucks
| (a) 5t |  | km | 1
| (b) 7t |  | km | 1
18.3.5 | LDV
| (a) 2 x 2WD |  | km | 1
| (b) 2 x 2WD |  | km | 1
SUB TOTAL 18

## 19.HYDRAULIC FLOW CONTROL VALVE
ITEM NO. | DESCRIPTION |  | UNIT | QTY | RATE | AMOUNT
19. | HYDRAULIC FLOW CONTROL VALVES
Hydraulically operated, Y-pattern body, flow rate control valve with double-chambered diaphragm actuator, complete with pitot tube, flow rate pilot valve and large control filter.
Note:
Rates to include the cost of all staff required plus overheads where appropriate and the guarantee of all parts, materials and workmanship, but exclude the cost of spares unless the latter is specified.
19.1 | Servicing and repair of valves in the following dia-
meters and pressure ratings:
19.1.1 | Remove valve
| a) | 80 DN
|  | (i) PN 10 | no | 1
|  | (ii) PN 16 | no | 1
|  | (iii) PN 25 | no | 1
| b) | 100 DN |  | 1
|  | (i) PN 10 | no | 1
|  | (ii) PN 16 | no | 1
|  | (iii) PN 25 | no | 1
| c) | 150 DN
|  | (i) PN 10 | no | 1
|  | (ii) PN 16 | no | 1
|  | (iii) PN 25 | no | 1
| d) | 200 DN
|  | (i) PN 10 | no | 1
|  | (ii) PN 16 | no | 1
|  | (iii) PN 25 | no | 1
19.1.2 | Dismantle
| a) | 80 DN |  | 1
|  | (i) PN 10 | no | 1
|  | (ii) PN 16 | no | 1
|  | (iii) PN 25 | no | 1
| b) | 100 DN
|  | (i) PN 10 | no | 1
| (ii) PN 16 |  | no | 1
|  | (iii) PN 25 | no | 1
| c) | 150 DN
|  | (i) PN 10 | no | 1
|  | (ii) PN 16 | no | 1
|  | (iii) PN 25 | no | 1
| d) | 200 DN |  | 1
|  | (i) PN 10 | no | 1
|  | (ii) PN 16 | no | 1
|  | (iii) PN 25 | no | 1
19.1.3 | Blast
| a) | 80 DN
|  | (i) PN 10 | no | 1
|  | (ii) PN 16 | no | 1
|  | (iii) PN 25 | no | 1
| b) | 100 DN
|  | (i) PN 10 | no | 1
|  | (ii) PN 16 | no | 1
|  | (iii) PN 25 | no | 1
| c) | 150 DN
|  | (i) PN 10 | no | 1
|  | (ii) PN 16 | no | 1
|  | (iii) PN 25 | no | 1
| d) | 200 DN
|  | (i) PN 10 | no | 1
|  | (ii) PN 16 | no | 1
|  | (iii) PN 25 | no | 1
19.1.4 | Clean
| a) | 80 DN
|  | (i) PN 10 | no | 1
|  | (ii) PN 16 | no | 1
|  | (iii) PN 25 | no | 1
| b) | 100 DN
|  | (i) PN 10 | no | 1
|  | (ii) PN 16 | no | 1
|  | (iii) PN 25 | no | 1
| c) | 150 DN
|  | (i) PN 10 | no | 1
|  | (ii) PN 16 | no | 1
|  | (iii) PN 25 | no | 1
| d) | 200 DN
|  | (i) PN 10 | no | 1
|  | (ii) PN 16 | no | 1
|  | (iii) PN 25 | no | 1
19.1.5 | Inspect
| a) | 80 DN
|  | (i) PN 10 | no | 1
|  | (ii) PN 16 | no | 1
|  | (iii) PN 25 | no | 1
| b) | 100 DN
|  | (i) PN 10 | no | 1
|  | (ii) PN 16 | no | 1
|  | (iii) PN 25 | no | 1
| c) | 150 DN
|  | (i) PN 10 | no | 1
|  | (ii) PN 16 | no | 1
|  | (iii) PN 25 | no | 1
| d) | 200 DN
|  | (i) PN 10 | no | 1
|  | (ii) PN 16 | no | 1
|  | (iii) PN 25 | no | 1
19.1.6 | Submit inspection report
| a) | 80 DN
|  | (i) PN 10 | no | 1
|  | (ii) PN 16 | no | 1
|  | (iii) PN 25 | no | 1
| b) | 100 DN
|  | (i) PN 10 | no | 1
|  | (ii) PN 16 | no | 1
|  | (iii) PN 25 | no | 1
| c) | 150 DN
|  | (i) PN 10 | no | 1
|  | (ii) PN 16 | no | 1
|  | (iii) PN 25 | no | 1
| d) | 200 DN
|  | (i) PN 10 | no | 1
|  | (ii) PN 16 | no | 1
|  | (iii) PN 25 | no | 1
19.1.7 | La p
| a) | 80 DN
|  | (i) PN 10 | no | 1
|  | (ii) PN 16 | no | 1
|  | (iii) PN 25 | no | 1
| b) | 100 DN
|  | (i) PN 10 | no | 1
|  | (ii) PN 16 | no | 1
|  | (iii) PN 25 | no | 1
| c) | 150 DN
|  | (i) PN 10 | no | 1
|  | (ii) PN 16 | no | 1
|  | (iii) PN 25 | no | 1
| d) | 200 DN
|  | (i) PN 10 | no | 1
|  | (ii) PN 16 | no | 1
|  | (iii) PN 25 | no | 1
19.1.8 | Re-blast
| a) | 80 DN
|  | (i) PN 10 | no | 1
|  | (ii) PN 16 | no | 1
|  | (iii) PN 25 | no | 1
| b) | 100 DN
|  | (i) PN 10 | no | 1
|  | (ii) PN 16 | no | 1
|  | (iii) PN 25 | no | 1
| c) | 150 DN
|  | (i) PN 10 | no | 1
|  | (ii) PN 16 | no | 1
|  | (iii) PN 25 | no | 1
| d) | 200 DN
|  | (i) PN 10 | no | 1
|  | (ii) PN 16 | no | 1
|  | (iii) PN 25 | no | 1
19.1.9 | Epoxy coat (min thickness 300 micron)
| a) | 80 DN
|  | (i) PN 10 | no | 1
|  | (ii) PN 16 | no | 1
|  | (iii) PN 25 | no | 1
| b) | 100 DN
|  | (i) PN 10 | no | 1
|  | (ii) PN 16 | no | 1
|  | (iii) PN 25 | no | 1
| c) | 150 DN
|  | (i) PN 10 | no | 1
|  | (ii) PN 16 | no | 1
|  | (iii) PN 25 | no | 1
| d) | 200 DN
|  | (i) PN 10 | no | 1
|  | (ii) PN 16 | no | 1
|  | (iii) PN 25 | no | 1
19.1.10 | Reassemble
| a) | 80 DN
|  | (i) PN 10 | no | 1
|  | (ii) PN 16 | no | 1
|  | (iii) PN 25 | no | 1
| b) | 100 DN
|  | (i) PN 10 | no | 1
|  | (ii) PN 16 | no | 1
|  | (iii) PN 25 | no | 1
| c) | 150 DN
|  | (i) PN 10 | no | 1
|  | (ii) PN 16 | no | 1
|  | (iii) PN 25 | no | 1
| d) | 200 DN
|  | (i) PN 10 | no | 1
|  | (ii) PN 16 | no | 1
|  | (iii) PN 25 | no | 1
19.1.11 | Pressure test
| a) | 80 DN
|  | (i) PN 10 | no | 1
|  | (ii) PN 16 | no | 1
|  | (iii) PN 25 | no | 1
| b) | 100 DN
|  | (i) PN 10 | no | 1
|  | (ii) PN 16 | no | 1
|  | (iii) PN 25 | no | 1
| c) | 150 DN
|  | (i) PN 10 | no | 1
|  | (ii) PN 16 | no | 1
|  | (iii) PN 25 | no | 1
| d) | 200 DN
|  | (i) PN 10 | no | 1
|  | (ii) PN 16 | no | 1
|  | (iii) PN 25 | no | 1
19.1.12 | Submit pressure test certificate
| a) | 80 DN
|  | (i) PN 10 | no | 1
|  | (ii) PN 16 | no | 1
|  | (iii) PN 25 | no | 1
| b) | 100 DN
|  | (i) PN 10 | no | 1
|  | (ii) PN 16 | no | 1
|  | (iii) PN 25 | no | 1
| c) | 150 DN
|  | (i) PN 10 | no | 1
|  | (ii) PN 16 | no | 1
|  | (iii) PN 25 | no | 1
| d) | 200 DN
|  | (i) PN 10 | no | 1
|  | (ii) PN 16 | no | 1
|  | (iii) PN 25 | no | 1
19.1.13 | Install
| a) | 80 DN
|  | (i) PN 10 | no | 1
|  | (ii) PN 16 | no | 1
|  | (iii) PN 25 | no | 1
| b) | 100 DN
|  | (i) PN 10 | no | 1
|  | (ii) PN 16 | No | 1
|  | (iii) PN 25 | No | 1
| c) | 150 DN
|  | (i) PN 10 | No | 1
|  | (ii) PN 16 | No | 1
|  | (iii) PN 25 | no | 1
| d) | 200 DN
|  | (i) PN 10 | no | 1
|  | (ii) PN 16 | no | 1
|  | (iii) PN 25 | no | 1
19.1.14 | Commission
| a) | 80 DN
|  | (i) PN 10 | no | 1
|  | (ii) PN 16 | no | 1
|  | (iii) PN 25 | no | 1
| b) | 100 DN
|  | (i) PN 10 | no | 1
|  | (ii) PN 16 | no | 1
|  | (iii) PN 25 | no | 1
| c) | 150 DN
|  | (i) PN 10 | no | 1
|  | (ii) PN 16 | no | 1
|  | (iii) PN 25 | no | 1
| d) | 200 DN
|  | (i) PN 10 | no | 1
|  | (ii) PN 16 | no | 1
|  | (iii) PN 25 | no | 1
19.2 | Supply, install and commission the following completely new flanged,
hydraulically operated, Y-pattern body, flow rate control valve with double-
chambered diaphragm actuator, complete with pitot tube, flow rate valve and
control tubing:
wise closing and having flanged ends:
| a) | 80 DN
|  | (i) PN 10 | no | 1
|  | (ii) PN 16 | no | 1
|  | (iii) PN 25 | no | 1
| b) | 100 DN
|  | (i) PN 10 | no | 1
|  | (ii) PN 16 | no | 1
|  | (iii) PN 25 | no | 1
| c) | 150 DN
|  | (i) PN 10 | no | 1
|  | (ii) PN 16 | no | 1
|  | (iii) PN 25 | no | 1
| d) | 200 DN
|  | (i) PN 10 | no | 1
|  | (ii) PN 16 | no | 1
|  | (iii) PN 25 | no | 1
19.3 | Mark-up rates
19.3.1 | Percentage mark-up on rates listed on term contracts |  | % | R100 000
19.3.2 | Percentage mark-up on items (with attached invoices) approved by the
Employer or his representative for materials, (other than those set out in
| this list) used in execution of work ordered by the Employer |  | % | R100 000
19.3.3 | Tip trucks
| (a) 6 m3 |  | h | 1
| (b) 10 m3 |  | h | 1
19.3.4 | Flat bed trucks
| (a) 5t |  | km | 1
| (b) 7t |  | km | 1
19.3.5 | LDV
| (a) 2 x 2WD |  | km | 1
| (b) 2 x 2WD |  | km | 1
SUB TOTAL 19

## 20.PUMP (CENTRIFUGAL, AXIAL F,
ITEM NO. 20. | 20 : PUMP (CENTRIFUGAL, AXIAL FLOW, HORIZONTAL SPL DESCRIPTION PUMP Centrifugal, axial flow, horizontal split case, dualstage, flow rate 100 l/s, motor rating 185 kW. Note: Rates to include the cost of all staff required plusoverheads where appropriate and the guarantee of all parts, materials and workmanship, but exclude the cost of spares unless the latter is specified. | UNIT | AL STAG QTY | RATE | AMOUNT
20.1 | Servicing and repair of one pump:
20.1.1 | Operate pump set on site in its installed position,
establish and record:
| a) Current drawn on each phase | set | 1
| b) Vibration tests on pump bearings | set | 1
| c) Vibration tests on motor bearings | set | 1
20.1.2 | Disconnect mechanical coupling between pump | set | 1
and motor and record: vibration tests on motor
bearings
20.1.3 | Remove (on site) top half casing of pump, inspect | set | 1
and report
20.1.4 | Uncouple shaft coupling and loose pipework | set | 1
20.1.5 | Remove pump | no | 1
20.1.6 | Dismantle pump in workshop | no | 1
20.1.7 | Clean pump | no | 1
20.1.8 | Inspect | no | 1
20.1.9 | Submit inspection report | no | 1
20.1.10 | Blast | no | 1
20.1.11 | Epoxy coat internally | no
20.1.12 | Supply and replace shaft with new | no
20.1.13 | Supply and replace 225 dia bronze suction impeller with new | no | 1
20.1.14 | Supply and replace 225 dia bronze delivery impeller with new | no | 1
ITEM NO. | DESCRIPTION | UNIT | QTY | RATE | AMOUNT
20.1.15 | Supply and fit new shaft sleeves | set | 1
20.1.16 | Supply and fit new bearing (DE + NDE) | set | 1
20.1.17 | Supply and fit new neckrings and wearing rings | set | 1
20.1.18 | Supply and fit new water flingers | set | 1
20.1.19 | Balance rotating assembly and submit test report | no | 1
20.1.20 | Supply and replace packings | set | 1
20.1.21 | Reassemble pump | no | 1
20.1.22 | Coat pump externally to existing colour code | no | 1
20.1.23 | Supply test report | no | 1
20.1.24 | Install, connect and align | set | 1
20.1.25 | Test run and commission | set | 1
20.1.26 | Supply condition of plant report on all work done as | set | 1
well as alignment control sheet
20.2 | Mark-up rates
20.2.1 | Percentage mark-up on rates listed on term contracts | % | 30000
20.2.2 | Percentage mark-up on items (with attached in- | % | 30000
voices) approved by the Employer or his represen-
tative for materials, (other than those set out in
this list) used in execution of work ordered by the Employer
20.2.3 | Tip trucks
| (a) 6 m3 | h | 1
| (b) 10 m3 | h | 1
20.2.4 | Flat bed trucks
| (a) 5t | km | 1
| (b) 7t | km | 1
20.2.5 | LDV
| (a) 2 x 2WD | km | 1
| (b) 2 x 2WD | km | 1
SUBTOTAL 20

## 21.1SURGE ANTICIPATING CONTROL
21 : SURGE ANTICIPATING CONTROL VALVE
ITEM NO. | DESCRIPTION |  | UNIT | QTY | RATE | RATE ONLY
21. | HYDRAULICALLY OPERATED SURGE ANTICIPATING
21.1 | CONTROL VALVE
Hydraulically operated, Y-pattern body, surge anticipating control valve with double-chambered diaphragm actuator, complete with 3 way sustaining pilot, relief pilot, V-port throttling plug and large control filter.
Note:
Rates to include the cost of all staff required plus
overheads where appropriate and the guarantee
of all parts, materials and workmanship, but exclude
the cost of spares unless the latter is specified.
Servicing and repair of valves in the following dia-
meters and pressure rating:
21.1.1 | Remove valve
| a) | 150DN PN 25 | no | 1
| b) | 200DN PN 25 | no | 1
21.1.2 | Dismantle
| a) | 150DN PN 25 | no | 1
| b) | 200DN PN 25 | no | 1
21.1.3 | Blast
| a) | 150DN PN 25 | no | 1
| b) | 200DN PN 25 | no | 1
21.1.4 | Clean
| a) | 150DN PN 25 | no | 1
| b) | 200DN PN 25 | no | 1
21.1.5 | Inspect all wearing parts including pilot valve
| a) | 150DN PN 25 | no | 1
| b) | 200DN PN 25 | no | 1
21.1.6 | Submit inspection report
| a) | 150DN PN 25 | no | 1
| b) | 200DN PN 25 | no | 1
21.1.7 | Replace body seats
| a) | 150DN PN 25 | no | 1
| b) | 200DN PN 25 | no | 1
21.1.8 | Epoxy coat (min thickness 300 micron)
| a) | 150DN PN 25 | no | 1
| b) | 200DN PN 25 | no | 1
21.1.9 | Reassemble
| a) | 150DN PN 25 | no | 1
| b) | 200DN PN 25 | no | 1
21.1.10 | Pressure test and reset operation limits
| a) | 150DN PN 25 | no | 1
| b) | 200DN PN 25 | no | 1
21.1.11 | Submit pressure test certificate and confirm correct
setting of operation limits
| a) | 150DN PN 25 | no | 1
| b) | 200DN PN 25 | no | 1
21.1.12 | Install
| a) | 150DN PN 25 | no | 1
| b) | 200DN PN 25 | no | 1
21.1.13 | Commission
| a) | 150DN PN 25 | no | 1
| b) | 200DN PN 25 | no | 1
21.2 | Supply, install and commission the following
completely new flanged, hydraulically operated,
Y-pattern body, surge anticipating control valve with
double-chambered diaphragm actuator, complete
with 3-way sustaining pilot, relief pilot, V-port
throttling plug, large control filter and control tubing:
| a) | 150 DN
|  | (i) PN 16 ref. no. …..……………………….. | no | 1
|  | (ii) PN 25 ref. no. …..……………………….. | no | 1
Name of Manufacturer:
………………………………………………….
| b) | 200 DN
|  | (i) PN 16 ref. no. …..……………………….. | no | 1
|  | (ii) PN 25 ref. no. …..……………………….. | no | 1
Name of Manufacturer:
………………………………………………….
21.3 | Mark-up rates
21.3.1 | Percentage mark-up on rates listed on term contracts |  | % | 15000
21.3.2 | Percentage mark-up on items (with attached invoices) approved by the
| Employer or his representative for materials, (other that those set out in |  | % | 15000
this list) used in execution of work ordered by the Employer
21.4 | Tip trucks
| (a) 6 m3 |  | h | 1
| (b) 10 m3 |  | h | 1
21.5 | Flat bed trucks
| (a) 5t |  | km | 1
21.6 | LDV
| (a) 2 x 2WD |  | km | 1
| (b) 2 x 2WD |  | km | 1
SUB TOTAL 21

## 22.DOSING (CHEMICAL)
22 : DOSING (CHEMICAL) AND THE SUPPLY OF ALL MATERIAL
ITEM NO. | DESCRIPTION | UNIT | QTY | RATE | AMOUNT
22. | DOSING (CHEMICAL)
Chemical dosing equipment as installed in water
treatment works.
Note:
Rates to include the cost of all staff required plus
overheads where appropriate and the guarantee
of all parts, materials and workmanship, but ex-
clude the cost of spares unless the latter is specified.
22.1 | Repairs to chemical dosing equipment
22.1.1 | Inspect operation of diaphragm actuated chemical dosing pump on site | set | 10
22.1.2 | Disconnect and remove | set | 1
22.1.3 | Dismantle, inspect and deliver report | set | 1
22.1.4 | Refurbish by the supply and installation of the following new spare
parts:
a) | motor drive unit; 3 ph; 0,09 kW | no | 1
b) | motor drive unit; 3 ph; 0,25 kW | no | 1
c) | PVC dosing head (max. capacity 100 l/h;
| max pressure 10 bar) | no | 1
d) | Stainless steel dosing head (max. capacity
| 99 l/h; max pressure 10 bar) | no | 1
e) | Piston spring | no | 1
f) | Diaphragm | no | 1
g) | Diaphragm protection valve | no | 1
h) | O-rings | set | 1
22.1.5 | Assemble and transport to site | set | 1
22.1.6 | Install and test | set | 1
22.1.7 | Submit test reports | set | 1
22.2 | Supply, install and commission the following completely new diaphragm actuated chemical dosing pumps:
with PVC dosing head (max. capacity 100 l/h; max. pressure 10 bar)
| and 0,25 kW drive motor (3 phase) | set | 1
with stainless steel dosing head (max. capacity 100 l/h; max pressure
| 9 bar) and 0,25 kW drive motor (3 phase) | set | 1
ITEM NO. | DESCRIPTION | UNIT | QTY | RATE | AMOUNT
22.3 | Mark-up rates
22.3.1 | Percentage mark-up on rates listed on term contracts | % | 30000
22.3.2 | Percentage mark-up on items (with attached invoices) approved by the |  | 50000
| Employer or his representative for materials, (other than those set out in | %
this list) used in execution of work ordered by the Employer
22.3.3 | Tip trucks
| (a) 6 m3 | h | 1
| (b) 10 m3 | h | 1
22.3.4 | Flat bed trucks
| (a) 5t | km | 1
| (b) 7t | km | 1
22.3.5 | LDV
| (a) 2 x 2WD | km | 1
| (b) 2 x 2WD | km | 1
SUB TOTAL 22

## DOSING (CHEMICAL) AND THE SUPP
23 : CHLORINATION SYSTEM AND THE SUPPLY OF ALL MATERIAL
ITEM NO. | DESCRIPTION |  | UNIT | QTY | RATE | RATE ONLY
23. | CHLORINATION EQUIPMENT |  |  |  | R
Note:
Rates to include the cost of all staff required plus
overheads where appropriate and the guarantee
of all parts, materials and workmanship, but ex-
clude the cost of spares unless the latter is specified.
23.1 | Service and repair of chlorine gas dosing equipment
23.1.1 | Disconnect and inspect the following chlorine gas
dosing equipment (with capacity of 250 g/h) on site:
| a) | vacuum regulator | set | 1
1
| b) | dosing unit | set | 1
| c) | automatic change-over device | set | 1
| d) | injector | set | 1
23.1.2 | Remove equipment on site |  | set | 1
23.1.3 | Dismantle in workshop and inspect:
| a) | vacuum regulator | set | 1
| b) | dosing unit | set | 1
| c) | automatic change-over device | set | 1
| d) | injector | set | 1
23.1.4 | Supply and install the following new spare parts
for the vacuum regulator and dosing unit:
| a) | contact manometer | no | 1
| b) | cylinder connection valve | no | 1
| c) | pressure spring | no | 1
| d) | diaphragm disc and ring | no | 1
| e) | O-ring | set | 1
| f) | gaskets | set | 1
| g) | valve seat | no | 1
23.1.5 | Supply and install the following new spare parts
for the injector:
| a) | diffuser | no | 1
| b) | O-ring | set | 1
| c) | screw-in connection | no | 1
| d) | diaphragm | no | 1
| e) | diaphragm disc and ring | set | 1
| f) | pressure spring | no | 1
| g) | piston | no | 1
23.1.6 | Return the chlorination equipment to site and re-
install the following:
| a) | vacuum regulator | set | 1
| b) | dosing unit | set | 1
| c) | automatic change-over device | set | 1
| d) | injector | set | 1
23.1.7 | Commission and test:
| a) | vacuum regulator | set | 1
| b) | dosing unit | set | 1
| c) | automatic change-over device | set | 1
| d) | injector | set | 1
23.2 | Supply, install and commission one completely
new chlorine gas dosing unit (with capacity of
| 250 g/h) |  | no | 1
Model: ………………………………………………
Manufacturer: ………………………………………..
23.3 | Mark-up rates
23.3.1 | Percentage mark-up on rates listed on term contracts |  | % | 15000
23.3.2 | Percentage mark-up on items (with attached invoices) approved by the
Employer or his representative for materials, (other than those set out in
| this list) used in execution of work ordered by the Employer |  | % | 15000
23.3.3 | Tip trucks
| (a) 6 m3 |  | h | 1
| (b) 10 m3 |  | h | 1
Flat bed trucks
| (a) 5t |  | km | 1
| (b) 7t |  | km | 1
LDV
| (a) 2 x 2WD |  | km | 1
| (b) 2 x 2WD |  | km | 1
SUB TOTAL 23

## DAYWORKS
24 : DAYWORKS
ITEM NO | DESCRIPTION | UNIT | QT Y | RATE | AMOUNT
24.1 | DAYWORKS LABOUR
| (a) Contractor's Representative | h | 1
| (b) Surveyor | h | 1
(c) Qualified Artisan
| (i) Plumber | h | 1
| (ii) Boilermaker | h | 1
| (iii) Bricklayer | h | 1
| (iv) Plasterer | h | 1
| (v) Welder with API 1102 Certificate | h | 1
| (vi) Electrician | h | 1
| (vii) Millwright | h | 1
| (d) Foreman, leader-hand | h | 1
| (e) Semi-skilled labourer | h | 1
| (f) Labourer | h | 1
24.2 | PLANTHIRE: WORK RATES ON SITE
24.2.1 | Crane 65 t - 80 t capacity | h | 1
24.2.2 | TLB 60 kW - 70 kW | h | 1
24.2.3 | Crawler Excavator 120 kW - 150 kW | h | 1
24.2.4 | Bulldozer 160 kW - 170 kW | h | 1
24.2.5 | Wheel loader 120 kW - 150 kW | h | 1
24.2.6 | Motor graders 150 kW - 160 kW | h
24.2.7 | Wheel excavators 0,2 - 1,25 m3 bucket size | h | 1
24.2.8 | Wheel tractor scrapers 15,0 - 16 m3 | h | 1
24.2.9 | Tow tractors 200 kW - 250 kW | h | 1
24.2.10 | (a) Water tankers 5 000 litre | h | 1
| (b) Water tankers 10 000 litre | h | 1
24.2.11 | Dump trucks 10 - 15 m3 | h | 1
24.2.12 | Tip trucks
| (a) 6 m3 | h | 1
| (b) 10 m3 | h | 1
24.2.13 | Flat bed trucks
| (a) 5t | km | 1
| (b) 7t | km | 1
24.2.14 | LDV
| (a) 2 x 2WD | km | 1
| (b) 2 x 2WD | km | 1
24.2.15 | Lowbed 50 ton | km | 1
24.2.16 | Plate compactors & tampers | h | 1
24.2.17 | Grid rollers. Ballasted mass 12 600 kg | h | 1
24.2.18 | Pneumatic tyred rollers 2 000 load/wheel kg | h | 1
24.2.19 | Self propelled vibrating roller (smooth) 7000 – 11 300 kg | h | 1
24.2.20 | Self propelled vibrating roller (padfoot) 5 900 – 12 000 kg | h | 1
24.2.21 | Walk-behind vibrating rollers
| (a) 500 - 630 kg | h | 1
| (b) 980 - 1 350 kg | h | 1
24.2.22 | Towed vibrating roller | h | 1
24.2.23 | Portable compressors - Diesel (9,0 - 10,0 m3/min.) | h | 1
24.2.24 | Concrete mixer (350 𝑙: diesel driven) | h | 1
24.2.25 | Concrete saw (self propelled) 10 - 15 kW | h | 1
24.2.26 | Concrete vibrators (35 - 60 mm DN) | h | 1
24.2.27 | Dumpers 0,5 m3 (Hydraulic tip) | h | 1
24.2.28 | Water pump with 80 mm DN outlet (diesel driven) | h | 1
24.2.29 | Arc-welding unit (300 A) | h | 1
24.2.30 | Generating sets
| (a) 1,5 kVA (petrol) 220V | h | 1
| (b) 5 kVA (petrol) 220V | h | 1
| (c) 30 kVA (diesel) 380V - 3ph | h | 1
| (d) 50 kVA (diesel) 380V - 3ph | h | 1
| (e) 100 kVA (diesel) 380V - 3ph | h | 1
24.3 | LABOUR BASED TOOLS
| (a) Pick | day | 1
24.3.1 | (b) Shovel | day | 1
| (c) Crowbar | day | 1
| (d) Bucket (10 𝑙 ) | day | 1
| (e) Wheelbarrow | day | 1
| Percentage mark-up on items approved by the client or representative with attached invoices for material used. | % | 20000
SUB TOTAL 24

## SUPPLY HANDLE AND DELIVER SMALL
25: SUPPLY HANDLE AND DELIVER SMALL & MEDIUM SIZE ELECTRICAL PANELS
ITEM NO. | DESCRIPTION | UNIT | QTY | RATE | AMOUNT
25.1 | Supply, handle and deliver various sizes of copper wire and or insulated earth wires
25.1.1 | 1,5mm2 bare copper or insulated earth wire | m | 1
25.1.2 | 2,5mm2 bare copper or insulated earth wire | m | 1
25.1.3 | 4mm2 bare copper or insulated earth wire | m | 1
25.1.4 | 6mm2 bare copper or insulated earth wire | m | 1
25.1.5 | 10mm2 bare copper or insulated earth wire | m | 1
25.1.6 | 15mm2 bare copper or insulated earth wire | m | 1
25.1.7 | 16mm2 bare copper or insulated earth wire | m | 1
25.1.8 | 35mm2 bare copper or insulated earth wire | m
25.1.9 | 50mm2 bare copper or insulated earth wire | m | 1
25.1.10 | 70mm2 bare copper or insulated earth wire | m | 1
25.2 | Supply, handle and deliver 600/1 000 V. grade PVC PVC SWA PVC cable.
25.2.1 | 1,5 mm2 or 15 core armoured | m | 1
25.2.2 | 15,5 mm2 or 15 -core armoured. | m | 1
25.2.3 | 1,5mm2 or 7-core armoured | m | 1
25.2.4 | 15 mm2 or 15 core armoured | m | 1
25.2.5 | 6 mm215 -core armoured. | m | 1
25.2.6 | 10 mm215 core armoured | m | 1
25.2.7 | 16 mm2 15 core armoured | m | 1
25.2.8 | 35 mm215 core armoured | m | 1
25.2.9 | 50 mm215 core armoured | m | 1
25.2.10 | 70 mm2 15 core armoured | m | 1
25.2.11 | 95 mm215 core armoured | m | 1
25.2.12 | 120 mm2 15 core armoured | m | 1
25.3 | Supply, handle and deliver lightning arrestors
| (a) Class 15 over voltage surge arrestors - 1575V MOV type - 150 kA fault rating | no | 1
| (b) Class 15 overvoltage surge arrestors - 1575V MOV type - 65 kA fault rating | no | 1
| (c) Class 15 overvoltage surge arrestors - 1575V MOV type - 100 kA fault rating | no | 1
| (d) IT Blitzductor surge arrestor -1515V | no | 1
25.4 | Supply, handle and deliver Circuit breakers
25.4.1 | 100 A TP on-load isolator | no | 1
25.4.2 | 100 - 1550 A TP on-load isolator | no | 1
25.4.3 | 150A TP MCB (5kA) | no | 1
25.4.4 | 500 A TP mcb (15 kA) | no | 1
25.4.5 | 750 A TP mcb (155kA) | no | 1
25.4.6 | 1000 A TP ACB - Fixed (65kA) | no | 1
25.4.7 | 1500 A TP ACB - Withdrawable | no | 1
25.4.8 | 15000 A TP ACB - Withdrawable (65kA) | no | 1
25.5 | Supply, handle and deliver Electronic Overload Relays
25.5.1 | Similar or equal to Newelec KC155 with door mounted reset and no CT's | no | 1
25.5.2 | Similar or equal to Newelec KC50 with door mounted reset and 3 x50/5A CT's | no | 1
25.5.3 | Similar or equal to Newelec KC1500 with door mounted reset and 3 x1500/5A CT's | no | 1
25.5.4 | Similar or equal to Rockwell Automation 8155-P with line voltage card | no | 1
25.5.5 | Similar and equal to Rockwell Automation 8155-MCM180 CT installed in busbars | no | 1
25.5.6 | Similar and equal to Rockwell Automation 8155-MCM15150 CT installed in busbars | no | 1
25.5.7 | Similar and equal to Rockwell Automation 8155-MCM630 CT installed in busbars | no | 1
25.6 | Supply, handle and deliver Complete New Contactor for:
| (a) 15 to 5,5kW AC-3 rating contactor | no | 1
| (b) 7,5 to 11kW AC-3 rating contactor | no | 1
| (c) 11 to 15kW AC-3 rating contactor | no | 1
| (d) 18,5kW AC-3 rating contactor | no | 1
| (e) 1515kW AC-3 rating contactor | no | 1
| (f) 30kW AC-3 rating contactor | no | 1
| (g) 37kW AC-3 rating contactor | no | 1
| (h) 155kW AC-3 rating contactor | no | 1
| (i) 55kW AC-3 rating contactor | no | 1
| (j) 75kW AC-3 rating contactor | no | 1
| (k) 90kW AC-3 rating contactor | no | 1
| (l) 110kW AC-3 rating contactor | no | 1
| (m) 1315kW AC-3 rating contactor | no | 1
| (n) 150kW AC-3 rating contactor | no | 1
| (o) 185kW AC-3 rating contactor | no | 1
| (o) 15150kW AC-3 rating contactor | no | 1
25.7 | Supply, handle and deliver contactor contacts per set of three for the following sizes:
| (a) 15 to 5,5kW AC-3 rating contactor | set | 1
| (b) 7,5 to 11kW AC-3 rating contactor | set | 1
| (c) 11 to 15kW AC-3 rating contactor | set | 1
| (d) 18,5kW AC-3 rating contactor | set | 1
| (e) 1515kW AC-3 rating contactor | set | 1
| (f) 30kW AC-3 rating contactor | set | 1
| (g) 37kW AC-3 rating contactor | set | 1
| (h) 155kW AC-3 rating contactor | set | 1
| (i) 55kW AC-3 rating contactor | set | 1
| (j) 75kW AC-3 rating contactor | set | 1
| (k) 90kW AC-3 rating contactor | set | 1
| (l) 110kW AC-3 rating contactor | set | 1
| (m) 1315kW AC-3 rating contactor | set | 1
| (n) 150kW AC-3 rating contactor | set | 1
| (o) 185kW AC-3 rating contactor | set | 1
| (o) 15150kW AC-3 rating contactor | set | 1
25.8 | Supply, handle and deliver contactor coil in the following sizes of contactors:
| (a) 15 to 5,5kW AC-3 rating contactor | no | 1
| (b) 7,5 to 11kW AC-3 rating contactor | no | 1
| (c) 11 to 15kW AC-3 rating contactor | no | 1
| (d) 18,5kW AC-3 rating contactor | no | 1
| (e) 1515kW AC-3 rating contactor | no | 1
| (f) 30kW AC-3 rating contactor | no | 1
| (g) 37kW AC-3 rating contactor | no | 1
| (h) 155kW AC-3 rating contactor | no | 1
| (i) 55kW AC-3 rating contactor | no | 1
| (j) 75kW AC-3 rating contactor | no | 1
| (k) 90kW AC-3 rating contactor | no | 1
| (l) 110kW AC-3 rating contactor | no | 1
| (m) 1315kW AC-3 rating contactor | no | 1
| (n) 150kW AC-3 rating contactor | no | 1
| (o) 185kW AC-3 rating contactor | no | 1
| (o) 15150kW AC-3 rating contactor | no | 1
25.9 | Supply, handle and deliver (standard electronic) motor overloads for motor controls.
| (a) 0,1 - 1A | set | 1
| (b) 1,6 - 5 A | set | 1
| (c) 115 - 315 A | set | 1
| (d) 115 - 155A | set | 1
| (e) 153 - 75A | set | 1
| (f) 60 - 85A | set | 1
SUB TOTAL 25

## SUPPLY HANDLE AND DELIVER ELECT
ITEM NO. | DESCRIPTION | UNIT | QTY | RATE | RATE ONLY
26.1 | Supply, handle and deliver submersible electric motors
26.1.1 | 0,37kw Motors | no | 1
26.1.2 | 0,75kw Motors | no | 1
26.1.3 | 1,5Kw Motors | no | 1
26.1.4 | 1.1kw Motors | no | 1
26.1.5 | 2.2kw Motors | no | 1
26.1.6 | 3.5Kw Motors | no | 1
26.1.7 | 3,75Kw Motors | no | 1
26.1.8 | 5,5Kw Motors | no | 1
26.1.9 | 7,5Kw Motors | no | 1
26.1.10 | 11Kw Motors | no | 1
26.1.11 | 15kw Motors | no | 1
26.1.12 | 45Kw Motors | no | 1
26.1.13 | 5,5 kW Motors | no | 1
26.1.14 | 7,5 kW Motors | no | 1
26.1.15 | 11 kW Motors | no | 1
26.1.16 | 15 kW Motors | no | 1
26.1.17 | 18,5 kW Motors | no | 1
26.1.18 | 22 kW Motors | no | 1
26.1.19 | 45Kw Motors | no | 1
26.2 | Supply, handle and deliver submersible pumps
26.2.1 | 0,37kw | no | 1
26.2.2 | 0,75kw Pumps | no | 1
26.2.3 | 1,5Kw Pumps | no | 1
26.2.4 | 1.1kw Pumps | no | 1
26.2.5 | 2.2kw Pumps | no | 1
26.2.6 | 3.5Kw Pumps | no | 1
26.2.7 | 3,75Kw Pumps | no | 1
26.2.8 | 5,5Kw Pumps | No | 1
26.2.9 | 7,5Kw Pumps | No | 1
26.2.10 | 11Kw Pumps | No | 1
26.2.11 | 15kw Pumps | No | 1
26.2.12 | 45Kw Motors | No | 1
26.3 | Supply, handle and deliver 200/230 V TEFC foot mounted motors for pumps | no | 1
26.3.1 | 5,5 Motors 200/230 V TEFC, foot mounted | no | 1
26.3.2 | 7,5 kW Motors 200/230 V TEFC, foot mounted | no | 1
26.3.3 | 11 kW Motors 200/230 V TEFC, foot mounted | no | 1
26.3.4 | 15 kW Motors 200/230 V TEFC, foot mounted | no | 1
26.3.5 | 18,5 kW Motors 200/230 V TEFC, foot mounted | no | 1
26.3.6 | 37 kW Motor 200/230 V TEFC, foot mounted | no | 1
26.3.7 | 65 kW Motor 200/230 V TEFC, foot mounted | no | 1
26.3.8 | 90 kW Motor 200/230 V TEFC, foot mounted | no | 1
26.3.9 | 110 kW Motor 200/230 V TEFC, foot mounted | no | 1
26.3.10 | 5,5 kW Motors 200/230 V TEFC , flange mounted | no | 1
26.3.11 | 7,5 kW Motors 200/230 V TEFC, flange mounted | no | 1
26.3.12 | 11 kW Motors 200/230 V TEFC, flange mounted | no | 1
26.3.13 | 15 kW Motors 200/230 V TEFC, flange mounted | no | 1
26.3.14 | 18.5 kW Motors 200/230 V TEFC, flange mounted | no | 1
26.3.15 | 37 kW Motors, 200/230 V TEFC, flange mounted | no | 1
26.3.16 | 65 kW Motors, 200/230 V TEFC, flange mounted | no | 1
26.3.17 | 90 kW Motors, 200/230 V TEFC, flange mounted | no | 1
26.3.18 | 110 kW Motors, 200/230 V TEFC, flange mounted | no | 1
26.4 | Supply, handle and deliver 230/400 V TEFC foot mounted motors for pumps
or pump coupling for:
26.4.1 | 5,5 kW, 230/400 V, TEFC, foot mounted | no | 1
26.4.2 | 7,5 kW, 230/400 V, TEFC, foot mounted | no | 1
26.4.3 | 11 kW, 230/400 V, TEFC, foot mounted | no | 1
26.4.4 | 15 kW, 230/400 V, TEFC, foot mounted | no | 1
26.4.5 | 18,5 kW, 230/400 V, TEFC, foot mounted | no | 1
26.4.6 | 15 kW, 230/400 V, TEFC, foot mounted | no | 1
26.4.7 | 22 kW, 1500/1530 V, TEFC, foot mounted | no | 1
26.4.8 | 37 kW, 230/400 V, TEFC, foot mounted | no | 1
26.4.9 | 65 kW, 230/400 V, TEFC, foot mounted | no | 1
26.4.10 | 75 kW, 230/400 V TEFC, foot mounted | no | 1
26.4.11 | 90 kW, 230/400 V , TEFC, foot mounted | no | 1
26.4.12 | 110 kW, 230/400 V, TEFC, foot mounted | no | 1
26.4.13 | 5,5 kW, 230/400 V, TEFC, flange mounted | no | 1
26.4.14 | 7,5 kW, 230/400 V TEFC, flange mounted | no | 1
26.4.15 | 11 kW, 230/400 V, TEFC, flange mounted | no | 1
26.4.16 | 15 kW, 230/400 V TEFC, flange mounted | no | 1
26.4.17 | 18,5 kW, 230/400 V, TEFC, flange mounted | no | 1
26.4.18 | 37 kW, 230/400 V TEFC, flange mounted | no | 1
SUB TOTAL 26

## SUMMARY
FINAL SUMMARY:
NO | ITEM | AMOUNT
1 | P&G | R
2 | Power Generation Equipment | R
3 | Air Conditioning Refridgeratation | R
4 | Refridgeration | R
5 | Plant and Equipment | R
6 | Miscellaneous items | R
7 | Rotary compressors | R
8 | Rotary compressors 2 | R
9 | Heat Pump | R
10 | Transport | R
11 | Labour rates | R
12 | Small and medium size electrical cables | R
13 | Electrical motors | R
14 | Ball valves | R
15 | Butterfly valves | R
16 | Butterfly valves (Double flange) | R
17 | Waterworks gate valves | R
18 | Resilient seal gate valves | R
19 | Water pattern check valves | R
20 | Hydraulic flow control valves | R
21 | Pumps (Centrifugal, Axial flow) | R
22 | Surge anticipacting control valves | R
23 | Dosing (Chemical) | R
24 | Dayworks | R
25 | Supply, handle, delivery and install small & medium electrical panels | R
26 | Supply, handle and deliver submersible electric motors | R
Sub Total |  | R
Add 15 % Contigency |  | R
Sub Total |  | R
Add Vat @ 15 % |  | R
BID OFFER TOTAL |  | R